## Equipment
Applicable for | Status | Equipment number | Description | product | Model / type number | Measuring range | Calibration performer | Physical location | Deadline
NOV SPS BR | Stand by | SYS-01002 | Micrometro externo | Mitutoyo | 293-230 | 0 a 25 mm | External | Metrologia | 2030-09-08
Flexibles BR | Scrapped | SYS-01003 | Micrometro externo | Mitutoyo | Não consta | 0 a 25mm | External | Metrologia | 2022-06-29
Flexibles BR | Stand by | SYS-01004 | External meter with timepiece | Digimess | 114.869 | 0 a 50mm | External | Metrologia | 2030-12-22
NOV SPS BR | Scrapped | SYS-01005 | Cirkometer | Schwenk | CJU2200 (Largura: 16 mm) | 300 a 700 mm | External | Metrologia | 2030-01-01
NOV SPS BR | In use | SYS-01006 | Cirkometer | Schwenk | CJU2200 (Largura: 16 mm) | 300 a 700 mm | External | Tração | 2026-05-24
NOV SPS BR | For calibration | SYS-01007 | Cirkometer | Schwenk | CJU2200 (Largura: 16 mm) | 300 a 700 mm | External | Metrologia | 2026-02-16
NOV SPS BR | Scrapped | SYS-01008 | Cirkometer | Schwenk | CJU2200 | 300 a 700mm | External | Metrologia | 2022-08-12
Flexibles BR | Scrapped | SYS-01009 | Cirkometer | Schwenk | CJU2200 | 300 a 700mm | External | Laboratório | 2018-06-12
Flexibles BR | Scrapped | SYS-01010 | Torquimetro | Gedore | 4550-30/Tipo II - Classe A | 60 a 300 Nm | External | Metrologia - Laboratório Analítico | 2030-12-22
Flexibles BR | Scrapped | SYS-01011 | Feeler Gauge | Gedore | 702/20M | 0,5-1mm | External | Carcaça | 2030-10-14
Flexibles BR | Scrapped | SYS-01012 | Feeler Gauge | Gedore | 702/20M | 0,5-1mm | External | Carcaça | 2016-04-28
Flexibles BR | Scrapped | SYS-01013 | Trena | Mitutoyo | Y510B-20cm | 0-20000mm |  | Carcaça | 2014-08-22
Flexibles BR | Scrapped | SYS-01014 | Trena | Starrett | Y510B-20CM | 0 a 20000 mm | External | Metrologia | 2023-02-17
Flexibles BR | Scrapped | SYS-01015 | Trena | Stanley | 34-263 | 0-50000mm |  | Extrusão | 2015-02-24
Flexibles BR | Scrapped | SYS-01016 | Trena | Stanley | 34-263 | 0-50000mm |  | Carcaça | 2030-06-03
Flexibles BR | Scrapped | SYS-01017 | Steel ruler | Starrett | 36GRAD | 0-300mm | External | Carcaça | 2015-12-06
Flexibles BR | Scrapped | SYS-01018 | Reference block | Mitutoyo | Não consta | Não consta | Internal | Carcaça | 2016-11-23
Flexibles BR | Scrapped | SYS-01019 | Reference block | Mitutoyo | Não consta | Não consta | Internal | Carcaça | 2017-07-16
Flexibles BR | Scrapped | SYS-01020 | Reference block | Mitutoyo | Não consta | 8,79mm | External | Carcaça | 2020-06-15
Flexibles BR | Scrapped | SYS-01021 | Reference block | Mitutoyo | Não consta | 8,79mm | Internal | Carcaça | 2020-10-12
Flexibles BR | Scrapped | SYS-01022 | Reference block | Mitutoyo | Não consta | 8,79mm | Internal | Carcaça | 2019-03-25
NOV SPS BR | Stand by | SYS-01025 | External meter with timepiece | Digimess | 114.825 | 0 a 20 mm | External | Metrologia | 2030-01-30
NOV SPS BR | For calibration | SYS-01027 | Vernier calliper gauge / digital | Digimess | Não consta (Bico longo) | 0 a 600 mm | External | Metrologia | 2025-04-02
NOV SPS BR | For calibration | SYS-01028 | Vernier calliper gauge / digital | Digimess | 100.179I (Bico deslizante) | 0 a 300 mm | External | Metrologia | 2025-07-15
NOV SPS BR | For external calibration | SYS-01030 | External meter with timepiece | Digimess | 114.825 | 0 a 20 mm | External | Metrologia - Laboratório Analítico | 2030-01-29
Flexibles BR | Scrapped | SYS-01031 | Infra red Thermometer | Fluke | 62MAX | -30-500°C | External | Carcaça | 2016-12-14
Flexibles BR | Scrapped | SYS-01033 | Torquimetro | Gedore | 4550-30 | 60 a 300Nm | External | Carcaça | 2030-01-01
Flexibles BR | Scrapped | SYS-01034 | Cirkometer | Schwenk | CJU950 | 20-300mm | External | Carcaça | 2014-10-13
Flexibles BR | Scrapped | SYS-01035 | Cirkometer | Schwenk | CJU950 | 20 a 300 mm | External | EXTRUSÃO | 2023-06-04
NOV SPS BR | Stand by | SYS-01036 | Cirkometer | Schwenk | CJU950 (Largura: 16 mm) | 20 a 300 mm | External | Metrologia | 2030-01-01
Flexibles BR | Scrapped | SYS-01037 | Steel ruler | Starrett | 36GRAD | 0 a 300mm | External | Carcaça | 2030-03-01
Flexibles BR | Scrapped | SYS-01038 | Steel ruler | Starrett | CB300-36 | 0 a 300mm | External | Carcaça | 2017-09-05
NOV SPS BR | Stand by | SYS-01039 | Steel ruler | Starrett | CB300-36 | 0 a 300 mm | External | Metrologia | 2030-01-01
NOV SPS BR | In use | SYS-01040 | Cirkometer | Schwenk | CJU2200 (Largura: 16 mm) | 300 a 700 mm | External | Tração | 2025-08-26
NOV SPS BR | For calibration | SYS-01041 | Vernier calliper gauge / digital | Digimess | 100-259 (Bico deslizante) | 0 a 300 mm | External | Metrologia | 2025-10-28
NOV SPS BR | For calibration | SYS-01042 | Vernier calliper gauge / digital | Digimess | 100.181(Bico Medição Interna) | 0 a 600 mm | External | Metrologia | 2025-04-07
Flexibles BR | Scrapped | SYS-01043 | External meter with timepiece | Digimess | Não consta | 0 a 80 mm | External | Metrologia | 2030-10-21
Flexibles BR | Scrapped | SYS-01044 | Vernier calliper gauge / digital | Insize | 1186-300 (Bico deslizante) | 0 a 300 mm | External | Metrologia | 2023-06-16
NOV SPS BR | For calibration | SYS-01045 | Vernier calliper gauge / digital | Insize | 1186-300 (Bico deslizante) | 0 a 300 mm | External | Metrologia | 2024-12-05
Flexibles BR | Scrapped | SYS-01046 | Reference block | Digimess | Não consta | Não consta | Internal | Laboratório | 2015-11-11
Flexibles BR | Scrapped | SYS-01047 | Reference block | Digimess | Não consta | Não consta |  | Laboratório | 2030-02-18
Flexibles BR | Scrapped | SYS-01048 | Reference block | Mitutoyo | Não consta | Não consta | Internal | Laboratório | 2015-05-18
NOV SPS BR | Stand by | SYS-01049 | Torquimetro | Gedore | 8564-00/Tipo II - Classe A | 750 a 2000 Nm | External | Metrologia - Laboratório Analítico | 2030-12-22
Flexibles BR | Stand by | SYS-01051 | External meter with timepiece | Digimess | 114-825 | 0 a 20 mm | External | Metrologia | 2030-12-22
Flexibles BR | Stand by | SYS-01052 | External meter with timepiece | Digimess | 114-825 | 0 a 20 mm | External | Metrologia | 2030-12-21
NOV SPS BR | In use | SYS-01053 | Torquimetro | Gedore | 8571-00KS | 520 a 1000 Nm | External | Montagem | 2026-03-07
Flexibles BR | Scrapped | SYS-01054 | Vernier calliper gauge / digital | Insize | 1186-300A (Bico deslizante) | 0 a 300 mm | External | Metrologia | 2023-09-13
NOV SPS BR | Scrapped | SYS-01055 | Vernier calliper gauge / digital | Mitutoyo | 573-704-20 / Bico Deslizante | 0 a 300mm | External | Insulation | 2022-09-16
NOV SPS BR | Scrapped | SYS-01056 | Vernier calliper gauge / digital | Mitutoyo | 573-704-20 / Bico Deslizante | 0 a 300 mm | External | Metrologia | 2022-09-20
Flexibles BR | Scrapped | SYS-01057 | Vernier calliper gauge / digital | Mitutoyo | 573-704 (Bico deslizante) | 0 a 300 mm | External | Metrologia | 2024-06-17
NOV SPS BR | Scrapped | SYS-01058 | Vernier calliper gauge / digital | Mitutoyo | 573-704-20 / Bico Deslizante | 0 a 300 mm | External | Metrologia | 2019-03-06
NOV SPS BR | For external calibration | SYS-01059 | Vernier calliper gauge / digital | Insize | 1186-300A (Bico deslizante) | 0 a 300 mm | External | Metrologia | 2026-01-15
NOV SPS BR | Scrapped | SYS-01060 | Vernier calliper gauge / digital | Mitutoyo | SPE-131010-2 (BICO LONGO) | 0 a 600 mm | External | Metrologia | 2018-12-03
NOV SPS BR | For calibration | SYS-01061 | External meter with timepiece | Mitutoyo | 209-404 | 0-20mm | External | Metrologia | 2017-12-26
Flexibles BR | Stand by | SYS-01062 | External meter with timepiece | Mitutoyo | 209-404 | 0 a 20 mm | External | Metrologia | 2030-01-01
NOV SPS BR | Scrapped | SYS-01063 | Vernier calliper gauge / digital | Mitutoyo | SPE-131010-2 (BICO LONGO) | 0 a 600 mm | External | Metrologia | 2021-07-18
NOV SPS BR | Scrapped | SYS-01064 | Vernier calliper gauge / digital | Mitutoyo | SPE-131010-2 (BICO LONGO) | 0 a 600 mm | External | Metrologia | 2019-12-28
NOV SPS BR | Scrapped | SYS-01065 | Vernier calliper gauge / digital | Mitutoyo | SPE-131010-2 (BICO LONGO) | 0 a 600 mm | External | Metrologia | 2030-01-01
Flexibles BR | Scrapped | SYS-01066 | Steel ruler | 0-Information missing | - | 0 a 300mm | External | Carcaça | 2018-08-01
Flexibles BR | Scrapped | SYS-01067 | Steel ruler | 0-Information missing | - | 0 a 300mm | External | Laboratório | 2018-10-11
NOV SPS BR | In use | SYS-01068 | Steel ruler | 0-Information missing | Não consta | 0 a 300 mm | External | carcaça | 2026-05-01
NOV SPS BR | In use | SYS-01069 | Vernier calliper gauge / digital | Mitutoyo | 579-704 (Bico deslizante) | 0 a 300 mm | External | Tração | 2026-04-03
NOV SPS BR | Scrapped | SYS-01070 | Vernier calliper gauge / digital | Mitutoyo | 573-704-20 / Bico Deslizante | 0 a 300 mm | External | Metrologia | 2018-11-20
NOV SPS BR | Scrapped | SYS-01071 | Vernier calliper gauge / digital | Mitutoyo | 573-704 / Bico Deslizante | 0 a 300 mm | External | Metrologia | 2017-09-18
Flexibles BR | Scrapped | SYS-01072 | Vernier calliper gauge / digital | Mitutoyo | 573-704 | 0 a 300 mm | External | Metrologia | 2024-04-08
NOV SPS BR | For external calibration | SYS-01074 | External meter with timepiece | Digimess | 114825 | 0 a 20 mm | External | Metrologia - Laboratório Analítico | 2030-12-21
NOV SPS BR | Scrapped | SYS-01075 | External meter with timepiece | Digimess | 114.825 | 0 a 20 mm | External | Metrologia | 2030-01-01
NOV SPS BR | In use | SYS-01076 | External meter with timepiece | Digimess | 114.825 | 0 a 20 mm | External | Carcaça | 2025-09-30
Flexibles BR | Stand by | SYS-01077 | External meter with timepiece | Digimess | 114.825 | 0 a 20 mm | External | Metrologia | 2030-01-07
NOV SPS BR | For calibration | SYS-01078 | External meter with timepiece | Digimess | 114.825 | 0 a 20 mm | External | Metrologia | 2025-05-12
Flexibles BR | Scrapped | SYS-01079 | External meter with timepiece | Mitutoyo | 209-404 | 0-20mm | External | Laboratório | 2017-01-18
Flexibles BR | Scrapped | SYS-01080 | Reference block | Mitutoyo | Não consta | 8,79mm | Internal | Laboratório | 2017-01-16
Flexibles BR | Scrapped | SYS-01081 | Reference block | Mitutoyo | Não consta | 8,79mm | Internal | Armadura de Tração | 2020-09-01
Flexibles BR | Scrapped | SYS-01082 | Reference block | Mitutoyo | Não consta | 8,79mm | External | Laboratório | 2017-09-05
Flexibles BR | Scrapped | SYS-01083 | Reference block | Mitutoyo | Não consta | 8,80mm | Internal | Carcaça | 2019-03-27
Flexibles BR | Scrapped | SYS-01084 | Reference block | Mitutoyo | Não consta | 8,79mm | Internal | Carcaça | 2019-10-15
Flexibles BR | Scrapped | SYS-01085 | Regua Padrao de Retilineidade (Regua de Fio) | Digimess | 169-008 | 400mm | External | Manutenção | 2025-12-31
Flexibles BR | Scrapped | SYS-01086 | Regua Padrao de Retilineidade (Regua de Fio) | Digimess | 169-012 | 1000mm | External | Manutenção | 2023-03-21
NOV SPS BR | For calibration | SYS-01088 | Welding unit | Fronius | Magic Wave 3000 | Não consta | External | Metrologia | 2024-02-15
NOV SPS BR | In use | SYS-01089 | Welding unit | Fronius | Magic Wave 3000 | Não consta | External | carcaça 1 | 2026-02-21
NOV SPS BR | In use | SYS-01090 | Welding unit | Fronius | Magic Wave 3000 | Não consta | External | Carcaça - WLD | 2026-02-21
Flexibles BR | Scrapped | SYS-01091 | Reference block | 0-Information missing | - | 8,79mm | External | Laboratório | 2020-10-27
Flexibles BR | Scrapped | SYS-01092 | Reference block | 0-Information missing | - | 8,79mm | External | Carcaça | 2019-03-27
Flexibles BR | Scrapped | SYS-01093 | Reference block | 0-Information missing | - | 8,79mm | External | Laboratório | 2019-08-16
Flexibles BR | Scrapped | SYS-01094 | Reference block | 0-Information missing | - | 8,79mm | External | Carcaça | 2030-06-20
Flexibles BR | Scrapped | SYS-01095 | Reference block | 0-Information missing | - | 8,79mm | External | Laboratório | 2030-07-18
Flexibles BR | Scrapped | SYS-01096 | Reference block | 0-Information missing | - | 8,79mm | Internal | Carcaça | 2030-06-27
Flexibles BR | Scrapped | SYS-01097 | Reference block | 0-Information missing | - | 8,79mm | External | Carcaça | 2019-03-27
Flexibles BR | Scrapped | SYS-01098 | Reference block | 0-Information missing | - | 8,79mm | External | Laboratório | 2019-05-04
Flexibles BR | Scrapped | SYS-01099 | Reference block | 0-Information missing | - | 8,79mm | External | Carcaça | 2019-07-27
Flexibles BR | Scrapped | SYS-01100 | Reference block | 0-Information missing | - | 8,79mm | External | Laboratório | 2030-07-18
Flexibles BR | Scrapped | SYS-01101 | Reference block | 0-Information missing | - | 8,79mm | External | Laboratório | 2030-06-27
Flexibles BR | Scrapped | SYS-01102 | Reference block | 0-Information missing | - | 8,79mm | External | Armadura de Pressão | 2020-07-26
Flexibles BR | Scrapped | SYS-01103 | Reference block | 0-Information missing | - | 8,79mm | External | Laboratório | 2030-06-27
Flexibles BR | Scrapped | SYS-01104 | Reference block | 0-Information missing | - | 8,79mm | External | Insulation | 2020-04-30
Flexibles BR | Scrapped | SYS-01105 | Reference block | 0-Information missing | - | 8,79mm | External | Laboratório | 2030-06-27
Flexibles BR | Scrapped | SYS-01106 | Reference block | 0-Information missing | - | 8,79mm | External | Carcaça | 2019-03-27
Flexibles BR | Scrapped | SYS-01107 | Reference block | 0-Information missing | - | 8,79mm | External | Laboratório | 2030-06-27
Flexibles BR | Scrapped | SYS-01108 | Reference block | 0-Information missing | - | 8,79mm | External | Insulation | 2020-02-28
Flexibles BR | Scrapped | SYS-01109 | Reference block | 0-Information missing | - | 8,79mm | External | Laboratorio | 2019-12-28
Flexibles BR | Scrapped | SYS-01110 | Reference block | 0-Information missing | - | 8,79mm | External | Carcaça | 2020-04-28
NOV SPS BR | For calibration | SYS-01111 | Torquimetro | Gedore | DMK 400 KS/ Tipo II - Classe A | 80 a 400 Nm | External | Metrologia | 2030-01-01
NOV SPS BR | For calibration | SYS-01112 | Torquimetro | Gedore | DMK 400 KS/ Tipo II - Classe A | 80 a 400 Nm | External | Carcaça | 2025-05-12
Flexibles BR | Scrapped | SYS-01113 | Load cell | 0-Information missing | LD1050 | 0 a 10000 Kg | External | Carcaça | 2018-05-29
NOV SPS BR | Stand by | SYS-01114 | Cirkometer | Schwenk | CJU2200 (Largura: 35 mm) | 300 a 700 mm | External | Metrologia | 2030-01-20
NOV SPS BR | In use | SYS-01115 | Cirkometer | Schwenk | CJU2200 (Largura: 35 mm) | 300 a 700 mm | External | Metrologia | 2025-12-09
Flexibles BR | Stand by | SYS-01116 | Cirkometer | Schwenk | CJU2200 (Largura: 35 mm) | 300 a 700 mm | External | Metrologia | 2030-12-29
Flexibles BR | Stand by | SYS-01117 | Cirkometer | Schwenk | CJU2200 (Largura: 35 mm) | 300 a 700 mm | External | Metrologia | 2030-12-22
NOV SPS BR | In use | SYS-01118 | Cirkometer | Schwenk | CJU950 (Largura: 35 mm) | 20 a 300 mm | External | Carcaça 2 | 2025-11-03
Flexibles BR | Scrapped | SYS-01119 | Cirkometer | Schwenk | CJU950 | 20 a 300mm | External | Metrologia | 2022-06-15
Flexibles BR | Scrapped | SYS-01120 | Cirkometer | Schwenk | CJU950 - largura: 35 mm | 20 a 300 mm | External | Metrologia | 2024-06-16
Flexibles BR | Scrapped | SYS-01121 | Cirkometer | Schwenk | CJU950 | 20 a 300mm | External | carcaça | 2023-04-21
Flexibles BR | Scrapped | SYS-01122 | Cirkometer | Schwenk | CJU950 | 20 a 300mm | External | Metrologia | 2023-12-06
NOV SPS BR | Scrapped | SYS-01123 | Cirkometer | Schwenk | CJU950 | 20 a 300mm | External | Carcaça | 2030-01-01
Flexibles BR | Scrapped | SYS-01124 | Cirkometer | Schwenk | CJU950 | 20 a 300mm | External | Laboratório | 2020-10-09
Flexibles BR | Scrapped | SYS-01125 | Cirkometer | Schwenk | CJU950 | 20 a 300 mm | External | Metrologia | 2023-09-18
NOV SPS BR | Stand by | SYS-01126 | Relogio Comparador | Insize | 2141-202A (Medidor de Profundidade) | 0 a 13 mm | External | WEF | 2030-01-01
Flexibles BR | Stand by | SYS-01127 | Relogio Comparador | Insize | 2141-202A (Medidor de Profundidade) | 0 a 12,7 mm | External | Metrologia | 2030-12-05
NOV SPS BR | In use | SYS-01128 | Relogio Comparador | Insize | 2141-202A (Medidor de profundidade) | 0 a 12,7 mm | External | WPCO | 2025-09-30
NOV SPS BR | Scrapped | SYS-01129 | Infra red Thermometer | Fluke | IP54 | -30°c a 500°c | External | Laboratório | 2030-01-01
Flexibles BR | Scrapped | SYS-01130 | Infra red Thermometer | Fluke | IP54 | -30°c a 500°c | External | Metrologia | 2022-12-03
Flexibles BR | Stand by | SYS-01131 | Torquimetro | Gedore | Torcofix-K | 150 a 750 Nm | External | Metrologia | 2031-01-05
Flexibles BR | Scrapped | SYS-01132 | Torquimetro | Gedore | 4550-20/Tipo II - Classe A | 40 a 200 Nm | External | Carcaça | 2021-09-29
NOV SPS BR | Scrapped | SYS-01133 | Vernier calliper gauge / digital | Sylvac | 811.1404.99 (Bico longo) | 0 a 450 mm | External | Metrologia | 2025-06-15
Flexibles BR | Scrapped | SYS-01134 | Manometer | Famabras | CL A | 0 a 15 bar | External | Carcaça - VP-001 | 2022-07-24
Flexibles BR | Stand by | SYS-01135 | Manometer | Wika | CL A | 0 a 250 Kgf/cm2 | External | Metrologia | 2030-12-21
Flexibles BR | In use | SYS-01136 | Calibration rings | Insize | 6312-250 | 250 mm | External | Metrologia | 2025-10-24
Flexibles BR | Scrapped | SYS-01137 | Vernier calliper gauge / digital | Mitutoyo | 573-614 (Bico deslizante) | 0 a 300 mm | External | Metrologia | 2031-01-05
NOV SPS BR | In use | SYS-01138 | Vernier calliper gauge / digital | Mitutoyo | 573-614 (Bico deslizante) | 0 a 300 mm | External | extrusão 01 | 2026-04-20
NOV SPS BR | Stand by | SYS-01139 | Reference block | 0-Information missing | Circular | 8,78 a 8,8 mm | External | Metrologia | 2030-12-05
NOV SPS BR | In use | SYS-01140 | Reference block | 0-Information missing | Circular | 8,78 a 8,8 mm | External | Carcaça 2 | 2025-11-29
NOV SPS BR | For calibration | SYS-01141 | Reference block | 0-Information missing | Circular | 8,78 a 8,8 mm | External | Metrologia | 2025-06-22
NOV SPS BR | Stand by | SYS-01142 | Reference block | 0-Information missing | Circular | 8,78 a 8,8 mm | External | Metrologia | 2030-06-19
NOV SPS BR | Stand by | SYS-01143 | Reference block | 0-Information missing | Circular | 8,78 a 8,8 mm | External | Metrologia | 2030-01-01
Flexibles BR | Scrapped | SYS-01144 | Reference block | 0-Information missing | Circular | 8.78 a 8.80 mm | External | Extrusão | 2023-02-04
Flexibles BR | Stand by | SYS-01145 | Micrometro interno de 3 pontas | Mitutoyo | 368-175 | 125 a 150 mm | External | Metrologia | 2031-01-05
Flexibles BR | Stand by | SYS-01146 | Calibration rings | Digimess | 110.788A | 175 mm | External | Metrologia | 2031-01-05
NOV SPS BR | For calibration | SYS-01147 | Relogio Comparador | 0-Information missing | Jewels / Analógico | 0 a 10 mm | External | Metrologia | 2025-03-29
NOV SPS BR | In use | SYS-01148 | Relogio Comparador | 0-Information missing | Analógico | 0 a 10 mm | External | WLD | 2025-03-29
NOV SPS BR | In use | SYS-01149 | Welding unit | 0-Information missing | Ideal-Werk | - | External | Carcaça | 2026-02-21
NOV SPS BR | In use | SYS-01150 | Welding unit | 0-Information missing | Ideal-Werk | 0 a 100 mm/min e 50 a 500 Ampere | External | Carcaça | 2026-02-21
Flexibles BR | Scrapped | SYS-01151 | Infra red Thermometer | Fluke | - | -30-500°C | External | Laboratório | 2020-12-15
NOV SPS BR | Stand by | SYS-01152 | Micrometro interno de 3 pontas | Digimess | 110.690-28 | 250 a 275 mm | External | Metrologia | 2030-01-01
NOV SPS BR | For calibration | SYS-01153 | Micrometro interno de 3 pontas | Sylvac | - | 300 a 475 mm | External | Laboratório | 2021-01-28
Flexibles BR | Stand by | SYS-01154 | Calibration rings | 0-Information missing | 42572 | 300 mm | External | Metrologia | 2039-06-08
NOV SPS BR | For calibration | SYS-01155 | Relogio Comparador | Insize | 2142-102 (Medidor de Profundidade) | 0 a 12,7 mm | External | Metrologia | 2025-08-09
NOV SPS BR | Scrapped | SYS-01156 | Feeler Gauge | Starrett | 66MTS | 0,05 a 1 mm | External | Metrologia | 2100-01-01
NOV SPS BR | In use | SYS-01157 | Relogio Comparador | Mitutoyo | 543400-B (Digital) | 0 a 12,7 mm | External | Extrusora | 2025-09-16
Flexibles BR | Stand by | SYS-01158 | Relogio Comparador | Mitutoyo | 543-400B (Digital) | 0 a 12,7 mm | External | Metrologia | 2031-01-05
NOV SPS BR | Stand by | SYS-01159 | Reference block | 0-Information missing | Não consta | 4,4 mm | External | Metrologia | 2030-01-01
NOV SPS BR | In use | SYS-01160 | Reference block | 0-Information missing | Não consta | 4,45 mm | External | tração - Antiwear | 2025-07-22
NOV SPS BR | Scrapped | SYS-01161 | Welding unit | 0-Information missing | TIG 2200i AC/DC | - | External | WLD | 2025-03-29
NOV SPS BR | In use | SYS-01162 | Welding unit | 0-Information missing | Não consta | - | External | Carcaça | 2026-03-07
NOV SPS BR | For calibration | SYS-01163 | Vernier calliper gauge / digital | Mitutoyo | 573-704-20 (Bico deslizante) | 0 a 300 mm | External | Metrologia | 2025-05-11
NOV SPS BR | In use | SYS-01164 | Vernier calliper gauge / digital | Mitutoyo | 573-704-20 (Bico deslizante) | 0 a 300 mm | External | Carcaça 2 | 2025-10-28
NOV SPS BR | In use | SYS-01165 | Vernier calliper gauge / digital | Mitutoyo | 573-704-20 (Bico deslizante) | 0 a 300 mm | External | Metrologia | 2025-07-22
NOV SPS BR | For calibration | SYS-01166 | Reference block | 0-Information missing | Não consta | 4,45 mm | External | Tração - Gaiola 1 | 2025-05-29
NOV SPS BR | In use | SYS-01167 | Reference block | 0-Information missing | - | 4,45 mm | External | armadura de pressão 1 | 2025-12-30
NOV SPS BR | In use | SYS-01168 | Cirkometer | Schwenk | CJU 950 (Largura: 60 mm) | 20 a 300 mm | External | Extrusora | 2025-10-15
NOV SPS BR | In use | SYS-01169 | Cirkometer | Schwenk | CJU 950 (Largura: 60 mm) | 20 a 300 mm | External | Carcaça | 2026-03-08
NOV SPS BR | In use | SYS-01170 | Cirkometer | Schwenk | CJU 950 (Largura: 60 mm) | 20 a 300 mm | External | Carcaça 1 | 2025-11-14
Flexibles BR | Stand by | SYS-01171 | Cirkometer | Schwenk | CJU 950 (Largura: 60 mm) | 300 a 700 mm | External | Metrologia | 2031-01-05
NOV SPS BR | Stand by | SYS-01172 | Cirkometer | Schwenk | CJU 950 (Largura: 60 mm) | 300 a 700 mm | External | Metrologia | 2030-12-03
NOV SPS BR | For calibration | SYS-01173 | Goniometer | Mitutoyo | 187-502 | 0 a 360 º | External | Metrologia | 2025-05-14
NOV SPS BR | For calibration | SYS-01174 | Goniometer | Mitutoyo | 187-502 | 0 a 360 º | External | Metrologia | 2025-06-21
NOV SPS BR | In use | SYS-01177 | Micrometro interno de 3 pontas | Mitutoyo | 368-176 | 150 a 175 mm | External | Metrologia | 2025-11-22
NOV SPS BR | In use | SYS-01178 | Micrometro interno de 3 pontas | Mitutoyo | 368-179 | 225 a 250 mm | External | carcaça | 2025-07-17
NOV SPS BR | In use | SYS-01179 | Micrometro interno de 3 pontas | Mitutoyo | 368-181 | 275 a 300 mm | External | Montagem | 2025-07-08
NOV SPS BR | Scrapped | SYS-01180 | Trena | Starrett | TS537-50M | 0 a 50 metros | External | CARCAÇA | 2024-07-31
NOV SPS BR | Scrapped | SYS-01181 | Trena | Starrett | TS537-50M | 0 a 50 metros | External | CARCAÇA | 2024-07-31
NOV SPS BR | In use | SYS-01182 | Depth caliper | Mitutoyo | 571-202-30 | 0 à 200 mm | External | Tração | 2026-04-24
Flexibles BR | Scrapped | SYS-02001 | Vernier calliper gauge / digital | Starrett | 799A-12/300 | 0 a 300mm | External | Extrusão | 2030-09-19
NOV SPS BR | In use | SYS-02002 | Vernier calliper gauge / digital | Starrett | 799A-12/300 (Universal) | 0 a 300 mm | External | Manutenção | 2026-03-23
Flexibles BR | Scrapped | SYS-02003 | Micrometro externo | Mitutoyo | 293-240 | 0 a 25mm | External | Metrologia | 2021-10-05
NOV SPS BR | For calibration | SYS-02004 | Micrometro externo | Mitutoyo | 293-240 | 0 a 25 mm | External | Metrologia | 2030-03-20
Flexibles BR | Stand by | SYS-02005 | Tacometro | Minipa | MDT-2238A | 0 a 20000RPM | External | Metrologia | 2030-01-01
Flexibles BR | Scrapped | SYS-02006 | Infra red Pyrometer | Minipa | MT-350 | -30-550°C | External | Extrusão | 2014-12-12
Flexibles BR | Scrapped | SYS-02007 | Infra red Pyrometer | Minipa | MT-350 | -30-550°C | External | Extrusão 1 | 2015-10-27
Flexibles BR | Scrapped | SYS-02008 | Vernier calliper gauge / digital | Digimess | 100-184 | 0 a 1000mm | External | Metrologia | 2023-02-03
NOV SPS BR | Scrapped | SYS-02009 | Ultra sound measuring device | Digimess | TT130 | 5 a 100 mm | External | Metrologia - Laboratório Analítico | 2030-07-25
Flexibles BR | Scrapped | SYS-02010 | Ultra sound measuring device | Digimess | TT130 | 0 a 300mm | External | Metrologia - Laboratório Analítico | 2030-08-13
Flexibles BR | Scrapped | SYS-02011 | Vernier calliper gauge / digital | Starrett | 799 | 0 a 200 mm | External | Metrologia | 2024-05-26
NOV SPS BR | In use | SYS-02012 | Torquimetro | Gedore | Dremometer D/Tipo II - Classe A | 140 a 760 Nm | External | BANOV | 2026-05-10
NOV SPS BR | Stand by | SYS-02013 | Torquimetro | Gedore | DremometerB | 20 a 120 Nm | External | Metrologia | 2030-01-01
Flexibles BR | Scrapped | SYS-02013 | Torquimetro | Gedore | Dremometer B/Tipo II - Classe A | 20 a 120 Nm | External | CADASTRO DUPLICADO | 2021-11-09
Flexibles BR | Scrapped | SYS-02015 | Feeler Gauge | Kingtools | 20 BLATT | 0,05 a 1mm | External | Extrusão | 2019-01-26
Flexibles BR | Scrapped | SYS-02016 | Feeler Gauge | Starrett | 467M | 0,04-5,0mm |  | Extrusão | 2015-12-26
Flexibles BR | Scrapped | SYS-02017 | Feeler Gauge | Starrett | 467M | 0,04 a 5,0mm | External | Laboratório | 2019-03-12
Flexibles BR | Scrapped | SYS-02018 | Trena | Starrett | Y510B-20cm | 0-20000mm | External | Extrusão | 2014-11-03
Flexibles BR | Scrapped | SYS-02019 | Trena | Starrett | Y510B-20cm | 0-20000mm | External | Extrusão | 2014-11-03
Flexibles BR | Scrapped | SYS-02020 | Trena | Starrett | Y510B-20cm | 0-20000mm | External | Extrusão | 2014-11-03
Flexibles BR | Stand by | SYS-02021 | Torquimetro | Gedore | Dremometer EK/Tipo II - Classe A | 600 a 1500 Nm | External | Metrologia | 2030-12-22
Flexibles BR | Scrapped | SYS-02023 | Vernier calliper gauge / digital | Starrett | 799A-8/200 | 0 a 200mm | External | Laboratório | 2020-11-03
Flexibles BR | Scrapped | SYS-02024 | Dosimeter | 0-Information missing | MKS-05 | Não consta | External | Laboratório | 2017-11-28
Flexibles BR | Scrapped | SYS-02025 | Dosimeter | 0-Information missing | MKS-05 | Não consta | External | Laboratório | 2016-10-11
Flexibles BR | Scrapped | SYS-02026 | Cirkometer | Schwenk | CJU2200 - Largura: 16 mm | 300 a 700 mm | External | Metrologia | 2030-12-22
Flexibles BR | Scrapped | SYS-02027 | Cirkometer | Schwenk | CJU2200 | 300 a 700 mm | External | Metrologia | 2023-05-13
Flexibles BR | Stand by | SYS-02028 | Cirkometer | Schwenk | CJU2200 (Largura: 16 mm) | 300 a 700 mm | External | Metrologia | 2031-01-05
Flexibles BR | Scrapped | SYS-02029 | Eletronic Scale | Toledo | 2096H | 0 a 5 kg | External | Laboratório Analítico | 2024-03-16
NOV SPS BR | In use | SYS-02034 | Vernier calliper gauge / digital | Insize | 1186-300A (Bico deslizante) | 0 a 300 mm | External | Tração | 2026-04-22
NOV SPS BR | For calibration | SYS-02035 | Vernier calliper gauge / digital | Insize | 1186-300A (Bico deslizante) | 0 a 300 mm | External | Metrologia | 2024-06-18
NOV SPS BR | Scrapped | SYS-02036 | Vernier calliper gauge / digital | Insize | 1186-300A (Bico Deslizante) | 0 a 300mm | External | EXTRUSÃO | 2023-02-04
Flexibles BR | Scrapped | SYS-02037 | Cirkometer | Schwenk | CJU950 | 20-300mm | External | Extrusão | 2017-07-16
Flexibles BR | Scrapped | SYS-02038 | Cirkometer | Schwenk | CJU950 | 20 a 300mm | External | Laboratório | 2030-01-01
NOV SPS BR | For calibration | SYS-02039 | Cirkometer | Schenk | CJU950 (Largura: 16 mm) | 20 a 300 mm | External | Metrologia | 2024-07-15
NOV SPS BR | For calibration | SYS-02040 | Relogio Comparador | Digimess | Não consta | 0 a 10 mm | External | Metrologia | 2026-04-23
Flexibles BR | Scrapped | SYS-02041 | Trena | Starrett | Y510B-15CM | 0-15000mm | External | Extrusão | 2015-12-06
Flexibles BR | Scrapped | SYS-02042 | Trena | Starrett | Y510B-15CM | 0-15000mm | External | Extrusão | 2015-12-06
Flexibles BR | Scrapped | SYS-02043 | Trena | Starrett | Y510B-15CM | 0-15000mm | External | Extrusão | 2015-10-15
Flexibles BR | Scrapped | SYS-02044 | Trena | Starrett | Y510B-15CM | 0 a 15000mm | External | Extrusão | 2020-12-02
Flexibles BR | Scrapped | SYS-02045 | Trena | Starrett | Y510B-15CM | 0-15000mm | External | Laboratório | 2017-10-25
Flexibles BR | Scrapped | SYS-02046 | Trena | Starrett | TS34-5ME | 0-5000mm | External | Extrusão | 2016-02-28
Flexibles BR | Scrapped | SYS-02047 | Trena | Starrett | TS34-5ME | 0 a 5000mm | External | Extrusão | 2030-01-01
NOV SPS BR | Scrapped | SYS-02048 | Trena | Starrett | TS34-5ME | 0 a 5000 mm | External | Tração | 2025-04-15
Flexibles BR | Scrapped | SYS-02049 | Trena | Starrett | TS34-5ME | 0 a 5000mm | External | Extrusão | 2020-02-15
Flexibles BR | Scrapped | SYS-02051 | Trena | Starrett | 34-362 | 0-30000mm | External | Extrusão | 2015-10-05
Flexibles BR | Scrapped | SYS-02052 | Trena | Stanley | 34-262 | 0-30000mm |  | Extrusão 2 | 2015-10-27
Flexibles BR | Scrapped | SYS-02053 | Trena | Stanley | 34-262 | 0-30000mm |  | Laboratório | 2015-09-17
NOV SPS BR | In use | SYS-02054 | Vernier calliper gauge / digital | Mitutoyo | SPE-131010-1 (Bico Longo) | 0 a 1000 mm | External | Carcaça | 2026-02-12
NOV SPS BR | In use | SYS-02055 | Measuring mandrel | NOV Flexibles | BRA 01 | 297.08 mm (diâmetro) | Internal | EXTRUSAO | 2025-11-08
Flexibles BR | Scrapped | SYS-02057 | Measuring mandrel | NOV Flexibles | - | 300mm | External | Extrusão | 2015-05-11
NOV SPS BR | In use | SYS-02058 | Measuring mandrel | NOV Flexibles | BRA 02 | 240 a 250 mm | Internal | Extrusão | 2025-11-08
NOV SPS BR | In use | SYS-02059 | Measuring mandrel | NOV Flexibles | BRA 03 | 185-195-200 mm | Internal | Extrusão | 2025-11-08
NOV SPS BR | In use | SYS-02060 | Measuring mandrel | NOV Flexibles | BRA 04 | 185-190-195mm | Internal | Extrusão | 2025-11-26
NOV SPS BR | In use | SYS-02061 | Measuring mandrel | NOV Flexibles | BRA 05 | 240-245-250 mm | Internal | Extrusão | 2025-11-08
NOV SPS BR | In use | SYS-02062 | Measuring mandrel | NOV Flexibles | BRA 06 | 300 a 310mm | Internal | EXTRUSÃO | 2025-11-26
NOV SPS BR | In use | SYS-02063 | Measuring mandrel | NOV Flexibles | BRA 07 | 450 a 470 mm | Internal | Extrusão | 2025-11-08
NOV SPS BR | In use | SYS-02064 | Measuring mandrel | NOV Flexibles | BRA 08 | 118 a 128 mm | Internal | Extrusão | 2025-11-08
NOV SPS BR | In use | SYS-02065 | Meter counter | 0-Information missing | Não consta | - | External | Extrusão | 2025-07-19
NOV SPS BR | In use | SYS-02066 | Meter counter | 0-Information missing | - | - | External | Extrusão | 2025-07-19
NOV SPS BR | In use | SYS-02067 | Meter counter | 0-Information missing | Não consta | - | External | Extrusão | 2025-07-19
NOV SPS BR | For external calibration | SYS-02068 | Meter counter | 0-Information missing | Não consta | - | External | Metrologia | 2025-07-19
NOV SPS BR | In use | SYS-02069 | Meter counter | 0-Information missing | Não consta | - | External | Extrusão | 2025-07-19
NOV SPS BR | In use | SYS-02070 | Meter counter | 0-Information missing | Não consta | - | Internal | Extrusão | 2025-07-19
NOV SPS BR | In use | SYS-02071 | Measuring mandrel | NOV Flexibles | BRA09 | - | Internal | Extrusão | 2025-11-26
NOV SPS BR | In use | SYS-02090 | Vernier calliper gauge / digital | Mitutoyo | SPE-131010-1 (Bico Longo) | 0 a 1000 mm | External | EXTRUSÃO | 2026-02-13
NOV SPS BR | In use | SYS-02091 | Vernier calliper gauge / digital | Mitutoyo | SPE-131010-1 (Bico Longo) | 0 a 1000 mm | External | Extrusão 2 | 2026-01-09
NOV SPS BR | In use | SYS-02092 | Torquimetro | Gedore | 8561-01 | 20 a 120 Nm | External | EXTRUSÃO | 2025-11-16
Flexibles BR | Scrapped | SYS-02093 | Infra red Thermometer | Minipa | MT-350 | -30-550°C |  | Laboratório | 2022-08-25
Flexibles BR | Scrapped | SYS-02094 | Vernier calliper gauge / digital | Mitutoyo | 500-752-10 | 0 a 150mm | External | Extrusão | 2019-01-26
Flexibles BR | Scrapped | SYS-02095 | Vernier calliper gauge / digital | Mitutoyo | 500-752-10 | 0-150mm | External | Extrusão | 2015-09-04
NOV SPS BR | In use | SYS-02096 | Micrometro externo | Mitutoyo | 293-240-30 | 0 a 25 mm | External | Extrusão | 2025-08-11
NOV SPS BR | Stand by | SYS-02097 | Micrometro externo | Mitutoyo | 293-240-30 | 0 a 25mm | External | Metrologia | 2030-06-06
Flexibles BR | Stand by | SYS-02098 | Torquimetro | Gedore | Dremometer EK/Tipo II - Classe A | 600 a 1500 Nm | External | Metrologia | 2031-01-05
NOV SPS BR | In use | SYS-02099 | Torquimetro | Gedore | Dremometer D/Tipo II - Classe A | 140 a 760 Nm | External | Extrusao | 2026-01-03
Flexibles BR | Scrapped | SYS-02100 | Trena | Starrett | - | 0-15000mm | External | Extrusão | 2016-01-16
Flexibles BR | Scrapped | SYS-02101 | Trena | Starrett | - | 0-15000mm | External | Laboratório | 2017-08-05
NOV SPS BR | For calibration | SYS-02102 | Trena | Starrett | 538B-15CM | 0 a 15 m | External | Metrologia | 2017-07-10
Flexibles BR | Scrapped | SYS-02103 | Trena | Starrett | - | 0 a 15000mm | External | Laboratorio | 2019-05-18
Flexibles BR | Scrapped | SYS-02104 | Trena | Starrett | 538B-15CM | 0-15000mm | External | Extrusão | 2018-03-23
Flexibles BR | Scrapped | SYS-02105 | Trena | Starrett | 532B-15CM | 0 a 15000mm | External | Montagem | 2019-07-13
Flexibles BR | Scrapped | SYS-02106 | Trena | Starrett | TS538-15M | 0-15000mm | External | Extrusão | 2016-07-28
Flexibles BR | Scrapped | SYS-02107 | Trena | Starrett | TS538-15M | 0-15000mm | External | Laboratório | 2016-10-19
Flexibles BR | Scrapped | SYS-02108 | Trena | Starrett | TS538-15M | 0-15000mm | External | Laboratório | 2017-05-05
Flexibles BR | Scrapped | SYS-02109 | Trena | Starrett | TS538-15M | 0 a 15000 mm | External | Laboratório | 2017-02-13
Flexibles BR | Scrapped | SYS-02110 | Trena | Starrett | TS538-15M | 0-15000mm | External | Laboratório | 2018-12-04
Flexibles BR | Scrapped | SYS-02111 | Trena | Starrett | TS538-15M | 0-15000mm | External | Laboratório | 2030-05-01
Flexibles BR | Scrapped | SYS-02112 | Trena | Starrett | TS538-15M | 0 a 15000mm | External | Metrologia | 2018-12-30
Flexibles BR | Scrapped | SYS-02113 | Trena | Starrett | TS538-15M | 0-15000mm |  | Extrusão | 2016-04-19
Flexibles BR | Scrapped | SYS-02114 | Trena | Starrett | TS538-15M | 0-15000mm | External | Laboratório | 2017-07-17
Flexibles BR | Scrapped | SYS-02115 | Trena | Starrett | TS538-15M | 0 a 15000mm | External | Laboratório | 2018-12-31
Flexibles BR | Scrapped | SYS-02116 | Trena | Starrett | TS538-15M | 0-15000mm | External | Laboratório | 2018-12-03
Flexibles BR | In use | SYS-02118 | Online Ultrasound thickness measuring device | 0-Information missing | AUREX m-line 650/8 | 65 a 650 mm | External | Extrusão | 2025-07-06
NOV SPS BR | In use | SYS-02119 | Dispositivo de medição por raio-x | 0-Information missing | TwinEyeQSR650 | 80 a 600 mm | External | Extrusão 1 | 2025-07-08
NOV SPS BR | In use | SYS-02120 | Ultra sound measuring device | Olympus | 45MG Waveform | 0 a 100 mm | External | Montagem | 2025-06-24
NOV SPS BR | In use | SYS-02121 | Ultra sound measuring device | Olympus | 45MG Waveform | 0 a 100 mm | External | EXTRUSAO | 2025-07-30
Flexibles BR | Scrapped | SYS-02122 | Ultra sound measuring device | Olympus | 45MG Waveform | 0 a 100 mm | External | Montagem | 2024-02-16
NOV SPS BR | In use | SYS-02123 | Ultra sound measuring device | Olympus | 45MG Waveform | 0 a 100 mm | External | Metrologia | 2026-04-21
NOV SPS BR | In use | SYS-02124 | Ultra sound measuring device | Olympus | 45MG Waveform | 0 a 100 mm | External | extrusão 01 | 2025-10-03
NOV SPS BR | In use | SYS-02125 | Ultra sound measuring device | Olympus | 45MG Waveform | 0 a 100 mm | External | Base Logistica (Carlos Scoth) | 2025-06-11
Flexibles BR | Scrapped | SYS-02126 | Infra red Thermometer | Minipa | MT-395 | -60 a 1500°C | External | Laboratorio | 2020-06-09
Flexibles BR | Scrapped | SYS-02127 | Infra red Thermometer | Minipa | MT-395 | -60 a 1500°C | External | Laboratório | 2019-04-21
Flexibles BR | Scrapped | SYS-02128 | Infra red Thermometer | Minipa | MT-395 | -60 a 1500°C | External | Laboratório | 2017-09-27
Flexibles BR | Scrapped | SYS-02130 | Digital micrometer | Mitutoyo | 293-240-30 | 0 a 25 mm | External | Metrologia | 2021-12-23
Flexibles BR | Scrapped | SYS-02131 | Vernier calliper gauge / digital | Starrett | 799A-6/150 | 0 a 150mm | External | Laboratório | 2018-12-03
Flexibles BR | Scrapped | SYS-02132 | Vernier calliper gauge / digital | Mitutoyo | 799A-12/300 | 0 a 300mm | External | Metrologia | 2023-06-30
Flexibles BR | Scrapped | SYS-02133 | Vernier calliper gauge / digital | Mitutoyo | 573-704 | 0 a 300 mm | External | Metrologia | 2019-01-07
NOV SPS BR | In use | SYS-02134 | Dispositivo de medição por raio-x | 0-Information missing | TwinEyeQSR650 | 80 a 600 mm | External | Extrusão | 2026-02-13
NOV SPS BR | Stand by | SYS-02135 | Torquimetro | Gedore | Dremometer E/Tipo II - Classe A | 750 a 2000 Nm | External | Metrologia | 2030-01-01
NOV SPS BR | In use | SYS-02136 | Torquimetro | Gedore | Dremometer E/Tipo II - Classe A | 750 a 2000 Nm | External | Metrologia | 2025-07-12
Flexibles BR | Scrapped | SYS-02137 | Infra red Thermometer | Minipa | MT-395 | -60 a 1500°C | External | Laboratório | 2019-03-03
Flexibles BR | Scrapped | SYS-02138 | Infra red Thermometer | Minipa | MT-395 | -60 a 1500°C | External | Não encontrado | 2018-06-04
Flexibles BR | Scrapped | SYS-02139 | Infra red Thermometer | Minipa | MT-395 | -60 a 1500°C | External | Extrusão | 2020-12-22
Flexibles BR | Scrapped | SYS-02140 | Infra red Thermometer | Minipa | MT-395 | -60 a 1500°C | External | Laboratório | 2018-03-01
Flexibles BR | Scrapped | SYS-02141 | Infra red Thermometer | Minipa | MT-395 | -60 a 1500°C | External | Laboratorio | 2020-06-09
Flexibles BR | Stand by | SYS-02142 | Torquimetro | Gedore | Dremometer EK/Tipo II - Classe A | 600 a 1500 Nm | External | Metrologia | 2030-01-06
NOV SPS BR | In use | SYS-02144 | Torquimetro | Gedore | 4300-01/Tipo II - Classe A | 60 a 300 Nm | External | FAT | 2025-11-22
Flexibles BR | Scrapped | SYS-02145 | Torquimetro | Gedore | 4300-01/Tipo II - Classe A | 60 a 300 Nm | External | Extrusão | 2023-04-08
Flexibles BR | Scrapped | SYS-02146 | Torquimetro | Gedore | 4300-01/Tipo II - Classe A | 60 a 300 Nm | External | Metrologia - Laboratório Analítico | 2030-12-21
Flexibles BR | Scrapped | SYS-02147 | Manometer | Hydratight | Não consta | 0 a 700 bar | External | Extrusão | 2018-05-11
Flexibles BR | Scrapped | SYS-02173 | Eletronic Scale | 0-Information missing | MB45 | 0 a 45 g / 0 a 200ºC | External | Laboratório | 2030-01-01
NOV SPS BR | Stand by | SYS-02174 | Relogio Comparador | Mitutoyo | 543-782 | 0 a 12,7 mm | External | Metrologia | 2030-01-01
Flexibles BR | Stand by | SYS-02175 | Relogio Comparador | Mitutoyo | 543-782 | 0 a 12,7 mm | External | Metrologia | 2031-01-05
NOV SPS BR | In use | SYS-02176 | Relogio Comparador | Mitutoyo | 543-782 | 0 a 12,7 mm | External | Extrusão | 2025-08-23
NOV SPS BR | Stand by | SYS-02177 | Relogio Comparador | Mitutoyo | 543-782 | 0 a 12,7mm | External | Metrologia | 2030-01-01
Flexibles BR | Scrapped | SYS-02178 | Dosimeter | Ecotest | Terra/MKS - 05 | 1 a 10000 Sv/h | External | Extrusão | 2018-10-14
Flexibles BR | Scrapped | SYS-02179 | Dosimeter | Ecotest | TERRA MKS - 05 | 0 a 10000 Sv/h | External | Laboratório | 2018-10-14
Flexibles BR | Scrapped | SYS-02180 | Thermometer | 0-Information missing | TER-80H150R150-1/4 | 0 a 150ºC | External | Metrologia - Laboratório Analítico | 2031-01-05
Flexibles BR | Scrapped | SYS-02181 | Thermometer | 0-Information missing | TER-80H150R150-1/4 | 0 a 150ºC | External | Metrologia - Laboratório Analítico | 2031-01-04
Flexibles BR | Scrapped | SYS-02182 | Thermometer | 0-Information missing | TER-80H150R150-1/4 | 0 a 150ºC | External | Metrologia - Laboratório Analítico | 2031-01-05
Flexibles BR | Scrapped | SYS-02183 | Thermometer | 0-Information missing | TER-80H150R150-1/4 | 0 a 150ºC | External | Metrologia - Laboratório Analítico | 2030-12-21
Flexibles BR | Scrapped | SYS-02184 | Thermometer | 0-Information missing | TER-80H150R150-1/4 | 0 a 150 ºC | External | Metrologia - Laboratório Analítico | 2031-01-05
Flexibles BR | Scrapped | SYS-02185 | Thermometer | 0-Information missing | TER-80H150R150-1/4 | 0 a 150ºC | External | Metrologia - Laboratório Analítico | 2030-12-22
Flexibles BR | Scrapped | SYS-02186 | Thermometer | 0-Information missing | TER-80H150R150-1/4 | 0 a 150ºC | External | Metrologia - Laboratório Analítico | 2030-12-14
Flexibles BR | Scrapped | SYS-02187 | Thermometer | 0-Information missing | TER-80H150R150-1/4 | 0 a 150ºC | External | Metrologia - Laboratório Analítico | 2031-01-05
NOV SPS BR | In use | SYS-02188 | Temperature sensor | 0-Information missing | Não consta | 30 a 50 °C | External | Extrusão | 2026-05-14
NOV SPS BR | In use | SYS-02189 | Temperature sensor | 0-Information missing | Não consta | 0 a 100 ºC | External | Extrusão | 2026-05-14
NOV SPS BR | In use | SYS-02190 | Temperature sensor | 0-Information missing | Não consta | 30 a 50 ºC | External | Extrusão | 2026-05-14
NOV SPS BR | In use | SYS-02191 | Temperature sensor | 0-Information missing | Não consta | 30 a 50 °C | External | Extrusão | 2026-05-14
NOV SPS BR | In use | SYS-02192 | Temperature sensor | 0-Information missing | Não consta | 30 a 50 ºC | External | extrusão 01 | 2026-05-14
NOV SPS BR | In use | SYS-02193 | Temperature sensor | 0-Information missing | Não consta | 30 a 50 ºC | External | Extrusão | 2026-05-14
Flexibles BR | Scrapped | SYS-02194 | Cirkometer | Schwenk | CJU950 | 20 a 300mm | External | Metrologia | 2030-12-22
NOV SPS BR | In use | SYS-02195 | Cirkometer | Schwenk | CJU950 (Largura: 16 mm) | 20 a 300 mm | External | Tração | 2025-05-07
NOV SPS BR | For calibration | SYS-02196 | Cirkometer | Schwenk | CJU950 (Largura: 16 mm) | 20 a 300 mm | External | Metrologia | 2025-06-23
NOV SPS BR | In use | SYS-02197 | Cirkometer | Schwenk | CJU950 (Largura: 16 mm) | 20 a 300 mm | External | Extrusão 1 | 2025-12-25
NOV SPS BR | In use | SYS-02198 | Cirkometer | Schwenk | CJU950 (Largura: 16 mm) | 20 a 300 mm | External | pressão 2 | 2026-01-15
Flexibles BR | Scrapped | SYS-02199 | Cirkometer | Schwenk | CJU950 | 20 a 300 mm | External | Metrologia | 2023-12-24
Flexibles BR | Scrapped | SYS-02200 | Cirkometer | Schwenk | CJU950 | 20 a 300 mm | External | Metrologia | 2023-12-30
NOV SPS BR | In use | SYS-02201 | Cirkometer | Schwenk | CJU950 (Largura:16 mm) | 20 a 300 mm | External | Metrologia | 2025-11-22
NOV SPS BR | For calibration | SYS-02202 | Cirkometer | Schwenk | CJU950 (Largura: 16 mm) | 20 a 300 mm | External | Metrologia | 2025-06-15
NOV SPS BR | In use | SYS-02203 | Cirkometer | Schwenk | CJU950 (Largura: 16 mm) | 20 a 300 mm | External | Loadout | 2024-07-10
NOV SPS BR | In use | SYS-02204 | Cirkometer | Schwenk | CJU2200 (Largura: 16 mm) | 300 a 700 mm | External | Tração | 2026-05-24
Flexibles BR | Scrapped | SYS-02205 | Infra red Thermometer | Minipa | MT-395A | -50 a 1650°C | External | CTJ | 2019-04-13
Flexibles BR | Scrapped | SYS-02206 | Infra red Thermometer | Minipa | MT-395A | -50 a 1650°C | External | Laboratório | 2020-01-02
Flexibles BR | Scrapped | SYS-02207 | Trena | Starrett | 538B-15CM | 0 a 15000mm | External | WPCO | 2021-05-20
Flexibles BR | Scrapped | SYS-02208 | Trena | Starrett | 538B-15CM | 0 a 15000mm | External | Laboratório | 2019-03-03
Flexibles BR | Scrapped | SYS-02209 | Trena | Starrett | 538B-15CM | 0 a 15000mm | External | Laboratório | 2019-02-28
Flexibles BR | Scrapped | SYS-02210 | Trena | Starrett | 538B-15CM | 0 a 15000mm | External | Laboratório | 2019-05-21
Flexibles BR | Scrapped | SYS-02211 | Trena | Starrett | 538B-15CM | 0 a 15000mm | External | Metrologia | 2022-05-23
Flexibles BR | Scrapped | SYS-02212 | Roughness measuring device | 0-Information missing | HDE-35 CH | 4,5 a 35Kv | External | Laboratório | 2020-10-18
Flexibles BR | Scrapped | SYS-02213 | Roughness measuring device | 0-Information missing | HDE-35 CH | 4,5 a 35Kv | External | Manutenção | 2020-11-24
NOV SPS BR | For calibration | SYS-02214 | Trena | Fluke | 419D | 0 a 30 m | External | Extrusão | 2024-12-31
Flexibles BR | Scrapped | SYS-02215 | Trena | Fluke | 419D | 0 a 80 m | External | Metrologia | 2023-01-03
Flexibles BR | Scrapped | SYS-02216 | Trena | Fluke | 419D | 0 a 80m | External | Extrusão | 2019-10-21
Flexibles BR | Scrapped | SYS-02217 | Infra red Thermometer | Minipa | MT-395A | -50 a 1650°C | External | Laboratório | 2020-08-10
Flexibles BR | Scrapped | SYS-02218 | Manometer | Hydratight | - | 0 a 1700 bar | External | Laboratório | 2020-05-06
Flexibles BR | Scrapped | SYS-02219 | PT100 sensor | 0-Information missing | PT 100 Class "A" | -50 a 600°c | External | Extrusão | 2021-11-23
Flexibles BR | Scrapped | SYS-02220 | PT100 sensor | 0-Information missing | PT 100 Class "A" | -50 a 600°c | External | Extrusão | 2020-01-26
Flexibles BR | Scrapped | SYS-02221 | PT100 sensor | 0-Information missing | PT 100 Class "A" | -50 a 600°c | External | Extrusão | 2022-11-30
NOV SPS BR | In use | SYS-02222 | PT100 sensor | 0-Information missing | PT 100 Class "A" | 15 a 35 °C | External | Extrusão | 2025-07-07
NOV SPS BR | In use | SYS-02223 | PT100 sensor | 0-Information missing | PT 100 Class "A" | -50 a 600 °C | External | Extrusão | 2025-07-07
Flexibles BR | Scrapped | SYS-02224 | PT100 sensor | 0-Information missing | PT 100 Class "A" | -50 a 600 °C | External | Extrusão | 2024-09-30
Flexibles BR | Scrapped | SYS-02225 | PT100 sensor | 0-Information missing | PT 100 Class "A" | -50 a 600°c | External | Extrusão | 2020-01-27
Flexibles BR | Scrapped | SYS-02226 | PT100 sensor | 0-Information missing | PT 100 Class "A" | -50 a 600°c | External | Extrusão | 2020-12-24
Flexibles BR | Scrapped | SYS-02227 | PT100 sensor | 0-Information missing | PT 100 Class "A" | -50 a 600°c | External | Extrusão | 2022-01-18
Flexibles BR | Scrapped | SYS-02228 | PT100 sensor | 0-Information missing | PT 100 Class "A" | -50 a 600°c | External | Extrusão | 2022-01-18
Flexibles BR | Scrapped | SYS-02229 | PT100 sensor | 0-Information missing | PT 100 Class "A" | -50 a 600°c | External | Extrusão | 2023-01-25
Flexibles BR | Scrapped | SYS-02230 | PT100 sensor | 0-Information missing | PT 100 Class "A" | -50 a 600°c | External | Extrusão | 2022-01-18
Flexibles BR | Scrapped | SYS-02231 | PT100 sensor | 0-Information missing | PT 100 Class "A" | -50 a 600°c | External | Extrusão | 2020-12-24
Flexibles BR | Stand by | SYS-02232 | PT100 sensor | 0-Information missing | PT 100 Class "A" | -50 a 600 °C | External | Metrologia | 2030-12-22
Flexibles BR | Scrapped | SYS-02233 | PT100 sensor | 0-Information missing | PT 100 Class "A" | -50 a 600°c | External | Metrologia | 2022-11-29
Flexibles BR | Scrapped | SYS-02234 | PT100 sensor | 0-Information missing | PT 100 Class "A" | -50 a 600 °C | External | Metrologia | 2022-11-29
NOV SPS BR | In use | SYS-02235 | PT100 sensor | 0-Information missing | PT 100 Class "A" | -50 a 600 °C | External | Extrusão 3 | 2025-12-14
Flexibles BR | Stand by | SYS-02236 | PT100 sensor | 0-Information missing | PT 100 Class "A" | -50 a 600 °C | External | Metrologia | 2031-01-05
NOV SPS BR | In use | SYS-02237 | Online Ultrasound thickness measuring device | 0-Information missing | AUREX m-line 650/8 | 65 a 650 mm | External | Extrusão 2 | 2026-03-02
Flexibles BR | Scrapped | SYS-02238 | Dosimeter | 0-Information missing | G1-E (Medidor de Radiação) | 10 a 1000 uSv/h | External | Metrologia | 2023-03-01
Flexibles BR | Scrapped | SYS-02239 | Dosimeter | 0-Information missing | G1-E | 10 a 1000uSv/h | External | Laboratório | 2020-12-20
Flexibles BR | Scrapped | SYS-02240 | Roughness measuring device | 0-Information missing | HDE-35 CH | 10 a 35Kv | External | Manutenção | 2022-11-02
Flexibles BR | Scrapped | SYS-02241 | Roughness measuring device | 0-Information missing | HDE-35 CH | 10 a 35Kv | External | Extrusora 3 | 2019-11-12
Flexibles BR | Scrapped | SYS-02242 | Manometer | 0-Information missing | 700BARXP2i | 0 a 700bar | External | Laboratório | 2022-04-25
Flexibles BR | Stand by | SYS-02243 | Torquimetro | Gedore | 8564 - 01/Tipo II - Classe A | 750 a 2000 Nm | External | Metrologia | 2031-01-05
Flexibles BR | Scrapped | SYS-02244 | Roughness measuring device | 0-Information missing | HDE-35 CH | 10 a 35Kv | External | Laboratório | 2021-08-25
Flexibles BR | Scrapped | SYS-02245 | Roughness measuring device | 0-Information missing | HDE-35 CH | 10 a 35Kv | External | Maintenance | 2023-03-01
NOV SPS BR | Stand by | SYS-02246 | Thermometer | Fluke | 714 | -200 a 1800 ºC | External | Metrologia | 2030-01-01
Flexibles BR | Scrapped | SYS-02247 | PT100 sensor | 0-Information missing | PT 100 Class "A" | -50 a 600 °C | External | Manutenção | 2023-06-28
Flexibles BR | Scrapped | SYS-02248 | PT100 sensor | 0-Information missing | Não consta | -50 a 600 °C | External | Extrusão | 2024-11-02
Flexibles BR | Scrapped | SYS-02249 | PT100 sensor | 0-Information missing | PT 100 Class "A" | -50 a 600°c | External | Extrusão | 2022-01-13
Flexibles BR | Stand by | SYS-02250 | PT100 sensor | 0-Information missing | PT 100 Class "A" | -50 a 600 °C | External | Metrologia | 2031-01-05
Flexibles BR | Scrapped | SYS-02251 | PT100 sensor | 0-Information missing | PT 100 Class "A" | -50 a 600°c | External | Manutenção | 2022-01-13
Flexibles BR | Scrapped | SYS-02252 | PT100 sensor | 0-Information missing | PT 100 Class "A" | -50 a 600°c | External | Extrusão | 2022-01-18
Flexibles BR | Stand by | SYS-02253 | PT100 sensor | 0-Information missing | PT 100 Class "A" | -50 a 600 °C | External | Metrologia | 2030-12-21
Flexibles BR | Scrapped | SYS-02254 | PT100 sensor | 0-Information missing | PT 100 Class "A" | -50 a 600°c | External | Extrusão | 2022-01-18
Flexibles BR | Scrapped | SYS-02255 | PT100 sensor | 0-Information missing | PT 100 Class "A" | -50 a 600 °C | External | Metrologia | 2024-01-17
Flexibles BR | Scrapped | SYS-02256 | PT100 sensor | 0-Information missing | PT 100 Class "A" | -50 a 600°c | External | Manutenção | 2022-01-13
NOV SPS BR | In use | SYS-02257 | PT100 sensor | 0-Information missing | PT 100 Class "A" | -50 a 600 °C' | External | Extrusão | 2026-07-23
NOV SPS BR | In use | SYS-02258 | PT100 sensor | 0-Information missing | PT 100 Class "A" | -50 a 600 °C | External | Extrusão | 2025-12-14
NOV SPS BR | In use | SYS-02259 | Steel ruler | Mitutoyo | 182-125 | 0 a 300 mm | External | Carcaça(Atlam) | 2026-03-02
Flexibles BR | Scrapped | SYS-02260 | Steel ruler | Mitutoyo | 182-125 | 0 a 300mm | External | Carcass | 2022-10-07
NOV SPS BR | In use | SYS-02261 | Steel ruler | Mitutoyo | 182-125 | 0 a 300 mm | External | Laboratório | 2025-08-08
Flexibles BR | Scrapped | SYS-02262 | Steel ruler | Mitutoyo | 182-125 | 0 a 300 mm | External | Metrologia - Laboratório Analítico | 2023-02-18
Flexibles BR | Scrapped | SYS-02263 | Steel ruler | Mitutoyo | 182-125 | 0 a 300mm | External | Extrusão | 2023-03-12
Flexibles BR | Scrapped | SYS-02264 | Steel ruler | Mitutoyo | 182-125 | 0 a 300 mm | External | Carcaça | 2024-01-10
Flexibles BR | Scrapped | SYS-02265 | Temperature sensor | 0-Information missing | TIPO J | -210 a 750 ºC | External | Extrusão 1 | 2021-09-29
Flexibles BR | Scrapped | SYS-02266 | Temperature sensor | 0-Information missing | TIPO J | -210 a 750 ºC | External | Extrusão | 2020-02-06
Flexibles BR | Scrapped | SYS-02267 | Temperature sensor | 0-Information missing | TIPO J | -210 a 750 ºC | External | Extrusão | 2020-02-06
Flexibles BR | Scrapped | SYS-02268 | Temperature sensor | 0-Information missing | TIPO J | -210 a 750 ºC | External | Extrusão | 2024-06-04
Flexibles BR | Scrapped | SYS-02269 | Temperature sensor | 0-Information missing | TIPO J | -210 a 750 ºC | External | Extrusão 1 | 2023-06-08
Flexibles BR | Scrapped | SYS-02270 | Temperature sensor | 0-Information missing | TIPO J | -210 a 750 ºC | External | Extrusão | 2023-07-08
Flexibles BR | Scrapped | SYS-02271 | Temperature sensor | 0-Information missing | TIPO J | -210 a 750 ºC | External | Extrusão 1 - H4 | 2021-10-06
Flexibles BR | Scrapped | SYS-02272 | Temperature sensor | 0-Information missing | TIPO J | -210 a 750 ºC | External | Extrusão | 2023-07-08
Flexibles BR | Scrapped | SYS-02273 | Temperature sensor | 0-Information missing | TIPO J | -210 a 750 ºC | External | Extrusão 1 - H1 | 2021-03-17
NOV SPS BR | In use | SYS-02274 | Temperature sensor | 0-Information missing | TIPO J | -210 a 750 ºC | External | Extrusão | 2024-12-30
Flexibles BR | Scrapped | SYS-02275 | Temperature sensor | 0-Information missing | TIPO J | -210 a 750 ºC | External | Extrusão | 2020-10-27
NOV SPS BR | In use | SYS-02276 | Temperature sensor | 0-Information missing | TIPO J | -210 a 750 ºC | External | Extrusão | 2024-12-30
Flexibles BR | Scrapped | SYS-02277 | Temperature sensor | 0-Information missing | TIPO J | -210 a 750 ºC | External | Extrusão | 2023-02-28
Flexibles BR | Scrapped | SYS-02278 | Temperature sensor | 0-Information missing | TIPO J | -210 a 750 ºC | External | Extrusão | 2024-01-02
Flexibles BR | Scrapped | SYS-02279 | Temperature sensor | 0-Information missing | TIPO J | 210 a 750 ºC | External | Extrusão | 2023-02-28
Flexibles BR | Scrapped | SYS-02280 | Temperature sensor | 0-Information missing | TIPO J | -210 a 750 ºC | External | Extrusão | 2020-10-27
Flexibles BR | Scrapped | SYS-02281 | Temperature sensor | 0-Information missing | TIPO J | -210 a 750 ºC | External | Extrusão | 2023-08-29
NOV SPS BR | For calibration | SYS-02282 | Pressure transducer | Gefran | ME 1-6-M-B07C-1-4-D | 0 a 700bar | External | Manutenção | 2021-06-02
Flexibles BR | Scrapped | SYS-02283 | Pressure transducer | Gefran | ME 1-6-M-B07C-1-4-D | 0 a 700bar | External | Metrologia | 2022-06-02
Flexibles BR | Scrapped | SYS-02284 | Pressure transducer | Gefran | ME 1-6-M-B07C-1-4-D | 0 a 700bar | External | Extrusão 1 | 2021-06-02
Flexibles BR | Scrapped | SYS-02285 | Temperature sensor | 0-Information missing | TIPO J | -210 a 750 ºC | External | Extrusão | 2020-06-30
Flexibles BR | Scrapped | SYS-02286 | Temperature sensor | 0-Information missing | TIPO J | -210 a 750 ºC | External | Extrusão | 2020-06-30
Flexibles BR | Scrapped | SYS-02287 | Temperature sensor | 0-Information missing | TIPO J | -210 a 750 ºC | External | Extrusão | 2021-07-28
Flexibles BR | Scrapped | SYS-02288 | Temperature sensor | 0-Information missing | TIPO J | -210 a 750 ºC | External | Extrusão | 2020-06-30
Flexibles BR | Scrapped | SYS-02289 | Temperature sensor | 0-Information missing | TIPO J | -210 a 750 ºC | External | Extrusão | 2020-06-30
Flexibles BR | Scrapped | SYS-02290 | Temperature sensor | 0-Information missing | TIPO J | -210 a 750 ºC | External | Extrusão | 2020-06-30
Flexibles BR | Scrapped | SYS-02291 | Temperature sensor | 0-Information missing | TIPO J | -210 a 750 ºC | External | Extrusão | 2020-06-30
NOV SPS BR | Scrapped | SYS-02292 | Temperature sensor | 0-Information missing | TIPO J | -210 a 750 ºC | External | Extrusão | 2023-09-23
Flexibles BR | Scrapped | SYS-02293 | Temperature sensor | 0-Information missing | TIPO J | -210 a 750 ºC | External | Extrusão | 2020-06-30
Flexibles BR | Scrapped | SYS-02294 | Pressure transducer | Gefran | ME 1-6-M-B07C-1-4-D | 0 a 700bar | External | Metrologia | 2022-06-05
NOV SPS BR | In use | SYS-02295 | Pressure transducer | Gefran | ME 1-6-M-B07C-1-4-D | 0 a 700bar | External | Manutenção | 2025-07-27
Flexibles BR | Scrapped | SYS-02296 | Revolution counter | 0-Information missing | - | - | External | Extrusão | 2021-08-08
Flexibles BR | Scrapped | SYS-02297 | Revolution counter | 0-Information missing | - | - | External | Extrusão | 2021-08-08
Flexibles BR | Scrapped | SYS-02298 | Revolution counter | 0-Information missing | - | - | External | Extrusão | 2021-08-08
Flexibles BR | Scrapped | SYS-02299 | Trena | Fluke | 419D | 0 a 80m | External | Extrusão | 2020-09-11
Flexibles BR | Scrapped | SYS-02300 | Trena | Fluke | 419D | 0 a 80m | External | METROLOGIA | 2023-05-03
NOV SPS BR | Stand by | SYS-02301 | Trena | Fluke | 419D | 0 a 80 m | External | Metrologia | 2025-11-02
Flexibles BR | Scrapped | SYS-02302 | Trena | Fluke | 419D | 0 a 80 m | External | Metrologia | 2024-05-13
Flexibles BR | Scrapped | SYS-02303 | Trena | Starrett | TS538-15M | 0 a 15 metros | External | Montagem | 2022-04-11
NOV SPS BR | Stand by | SYS-02304 | Trena | Starrett | TS538-15M | 0 a 15000 mm | External | Metrologia | 2030-01-01
NOV SPS BR | Stand by | SYS-02305 | Trena | Starrett | TS538-15M | 0 a 15000 mm | External | Metrologia | 2025-11-18
NOV SPS BR | In use | SYS-02306 | Trena | Starrett | TS538-15M | 0 a 15000 mm | External | ISOLAMENTO | 2025-06-25
Flexibles BR | Scrapped | SYS-02307 | Trena | Starrett | TS538-15M | 0 a 15000mm | External | SOF | 2022-05-29
NOV SPS BR | Stand by | SYS-02308 | Trena | Starrett | TS538-15M | 0 a 15000 mm | External | Metrologia | 2030-11-29
Flexibles BR | Scrapped | SYS-02309 | Roughness measuring device | 0-Information missing | HDE-35 CH | 10 a 35Kv | External | Laboratório | 2021-02-16
Flexibles BR | Scrapped | SYS-02310 | Roughness measuring device | 0-Information missing | HDE-35 CH | 10 a 35Kv | External | Laboratório | 2020-09-06
Flexibles BR | Scrapped | SYS-02311 | Pressure transducer | Gefran | ME 1-6-M-B07C-1-4-D | 0 a 700bar | External | Metrologia | 2021-11-08
Flexibles BR | Scrapped | SYS-02312 | Pressure transducer | Gefran | ME 1-6-M-B07C-1-4-D | 0 a 700bar | External | Extrusão | 2021-10-08
Flexibles BR | Scrapped | SYS-02313 | Pressure transducer | Gefran | ME 1-6-M-B07C-1-4-D | 0 a 700bar | External | Extrusão | 2021-10-08
NOV SPS BR | In use | SYS-02314 | Vernier calliper gauge / digital | Sylvac | 811.1406.10 (Bico longo) | 0 a 600 mm | External | Extrusão | 2025-06-02
NOV SPS BR | Scrapped | SYS-02315 | Vernier calliper gauge / digital | Sylvac | 811.1406.10 (Bico longo) | 0 a 600 mm | External | Metrologia | 2025-06-18
Flexibles BR | Scrapped | SYS-02316 | Pressure transducer | Gefran | ME 1-6-M-B07C-1-5-D | 0 a 700bar | External | Laboratório | 2019-10-05
Flexibles BR | Scrapped | SYS-02317 | Pressure transducer | Gefran | ME 1-6-M-B07C-1-4-D | 0 a 700bar | External | Laboratório | 2021-10-08
Flexibles BR | Scrapped | SYS-02318 | Pressure transducer | Gefran | ME 1-6-M-B07C-1-4-D | 0 a 700bar | External | Manutenção | 2021-10-08
Flexibles BR | Scrapped | SYS-02319 | Pressure transducer | Gefran | ME 1-6-M-B07C-1-4-D | 0 a 700bar | External | Metrologia | 2021-10-08
Flexibles BR | Scrapped | SYS-02320 | Pressure transducer | Gefran | ME 1-6-M-B07C-1-4-D | 0 a 700bar | External | Manutenção | 2021-10-08
Flexibles BR | Scrapped | SYS-02321 | Temperature sensor | 0-Information missing | Tipo J | -210 a 750°C | External | Extrusão | 2021-07-28
NOV SPS BR | For calibration | SYS-02322 | Temperature sensor | 0-Information missing | Tipo J | -210 a 750 ºC | External | Extrusão | 2024-01-02
NOV SPS BR | In use | SYS-02323 | Temperature sensor | 0-Information missing | Tipo J | -210 a 750 ºC | External | Extrusão | 2025-07-04
Flexibles BR | Scrapped | SYS-02324 | Temperature sensor | 0-Information missing | TIPO J | -210 a 750 ºC | External | Manutenção | 2022-01-19
Flexibles BR | Scrapped | SYS-02325 | Temperature sensor | 0-Information missing | TIPO J | -210 a 750 °C | External | EXTRUSAO | 2023-07-14
Flexibles BR | Scrapped | SYS-02326 | Temperature sensor | 0-Information missing | TIPO J | -210 a 750 ºC | External | Extrusão | 2024-06-04
NOV SPS BR | In use | SYS-02327 | Temperature sensor | 0-Information missing | Tipo J | 150 a 250 ºC | External | Extrusão 1 | 2025-05-07
Flexibles BR | Scrapped | SYS-02328 | Temperature sensor | 0-Information missing | TIPO J | -210 a 750 ºC | External | Manutenção | 2021-01-13
Flexibles BR | Scrapped | SYS-02329 | Temperature sensor | 0-Information missing | TIPO J | -210 a 750 ºC | External | Extrusão | 2023-07-08
Flexibles BR | Scrapped | SYS-02330 | Temperature sensor | 0-Information missing | TIPO J | -210 a 750 ºC | External | Extrusão | 2021-01-13
Flexibles BR | Scrapped | SYS-02331 | Temperature sensor | 0-Information missing | TIPO J | 150 a 250 ºC | External | Extrusão | 2023-07-14
Flexibles BR | Scrapped | SYS-02332 | Temperature sensor | 0-Information missing | TIPO J | -210 a 750 ºC | External | Extrusão | 2021-01-13
Flexibles BR | Scrapped | SYS-02333 | Temperature sensor | 0-Information missing | TIPO J | -210 a 750 ºC | External | Extrusão 1 - Z3 | 2021-03-17
Flexibles BR | Scrapped | SYS-02334 | Temperature sensor | 0-Information missing | TIPO J | -210 a 750 ºC | External | Manutenção | 2022-01-19
Flexibles BR | Scrapped | SYS-02335 | Temperature sensor | 0-Information missing | TIPO J | -210 a 750 ºC | External | Extrusão | 2024-02-11
NOV SPS BR | In use | SYS-02336 | Precision balance | 0-Information missing | WSB-940 Classe: III | 0 a 10000 g | External | Extrusora 03 - Sala Maguire | 2026-02-21
Flexibles BR | Scrapped | SYS-02337 | Precision balance | 0-Information missing | MIC 3000H Classe: III | 0 a 3000 kg | External | Extrusão | 2028-01-09
Flexibles BR | Scrapped | SYS-02338 | Vernier calliper gauge / digital | Mitutoyo | 573-614 | 0 a 300mm | External | Extrusão | 2022-06-09
Flexibles BR | Scrapped | SYS-02339 | Vernier calliper gauge / digital | Mitutoyo | 573-614 | 0 a 300 mm | External | Metrologia | 2021-07-06
NOV SPS BR | In use | SYS-02340 | Infra red Thermometer | 0-Information missing | CSL-SF50 | 30 a 120 °C | External | Extrusão 1 | 2026-03-30
NOV SPS BR | In use | SYS-02341 | Infra red Thermometer | 0-Information missing | CSL-SF50 | 50 a 250 ºC | External | Extrusão 1 | 2026-03-30
NOV SPS BR | In use | SYS-02342 | Infra red Thermometer | 0-Information missing | CSL-SF50 | 30 a 120 °C | External | Extrusão 1 | 2026-03-30
NOV SPS BR | In use | SYS-02343 | Infra red Thermometer | 0-Information missing | CSL-SF50 | 50 a 250 °C | External | Extrusão 1 | 2026-03-30
NOV SPS BR | For calibration | SYS-02344 | Infra red Thermometer | 0-Information missing | CSL-SF50 | 50 a 250 °C | External | Extrusão | 2023-09-23
NOV SPS BR | For calibration | SYS-02345 | Infra red Thermometer | 0-Information missing | CSL-SF50 | 50 a 250 °C | External | Extrusão | 2026-02-11
NOV SPS BR | For calibration | SYS-02346 | Infra red Thermometer | 0-Information missing | CSL-SF50 | 50 a 250 °C | External | Extrusão | 2022-04-23
NOV SPS BR | For calibration | SYS-02347 | Infra red Thermometer | 0-Information missing | CSL-SF50 | 50 a 250°C | External | Extrusão | 2031-01-05
Flexibles BR | Scrapped | SYS-02348 | Infra red Thermometer | 0-Information missing | CSL-SF50 | 50 a 250 °C | External | Extrusão | 2024-02-23
NOV SPS BR | For calibration | SYS-02349 | Infra red Thermometer | 0-Information missing | CSL-SF50 | 50 a 250 °C | External | Extrusão | 2023-09-23
NOV SPS BR | For calibration | SYS-02350 | Infra red Thermometer | 0-Information missing | CSL-SF50 | 50 a 250 °C | External | EXTRUSÃO 3 | 2024-02-23
Flexibles BR | Scrapped | SYS-02351 | Infra red Thermometer | 0-Information missing | CSL-SF50 | 50 a 250 °C | External | Extrusão 3 | 2024-02-23
NOV SPS BR | In use | SYS-02352 | Precision balance | 0-Information missing | B-520 | 0 a 60 Kg | External | Extrusão | 2026-05-03
NOV SPS BR | Stand by | SYS-02353 | Reference block | 0-Information missing | Não consta | 8,8 mm | External | Metrologia | 2030-01-01
NOV SPS BR | For calibration | SYS-02354 | Reference block | 0-Information missing | Não consta | 8,8 mm | External | pressão 2 | 2025-06-06
Flexibles BR | Stand by | SYS-02355 | Reference block | 0-Information missing | Não consta | 8,8 mm | External | Metrologia | 2030-12-22
Flexibles BR | Scrapped | SYS-02356 | Reference block | 0-Information missing | Circular | 8.78 a 8.80 mm | External | Extrusão | 2021-07-21
NOV SPS BR | Stand by | SYS-02357 | Reference block | 0-Information missing | Não consta | 8,8 mm | External | Metrologia | 2030-01-01
NOV SPS BR | In use | SYS-02358 | Reference block | 0-Information missing | Não consta | 8,8 mm | External | Carcaça 2 | 2025-11-19
Flexibles BR | Scrapped | SYS-02359 | Torquimetro | Gedore | 8560-01/Tipo II - Classe A | 8 a 40 Nm | External | Metrologia - Laboratório Analítico | 2030-12-22
Flexibles BR | Scrapped | SYS-02360 | Temperature sensor | 0-Information missing | Termopar tipo J | -210 a 750°C | External | Manutenção | 2022-08-29
Flexibles BR | Scrapped | SYS-02361 | Temperature sensor | 0-Information missing | Termopar tipo J | -210 a 750°C | External | Manutenção | 2022-08-29
Flexibles BR | Scrapped | SYS-02362 | Temperature sensor | 0-Information missing | Termopar tipo J | -210 a 750°C | External | Extrusão | 2022-09-29
Flexibles BR | Scrapped | SYS-02363 | Temperature sensor | 0-Information missing | Termopar tipo J | -210 a 750°C | External | Manutenção | 2023-02-28
Flexibles BR | Scrapped | SYS-02364 | Temperature sensor | 0-Information missing | Termopar tipo J | -210 a 750°C | External | Manutenção | 2022-08-29
Flexibles BR | Scrapped | SYS-02365 | Temperature sensor | 0-Information missing | Termopar tipo J | -210 a 750 °C | External | Extrusão | 2024-06-04
Flexibles BR | Scrapped | SYS-02366 | Temperature sensor | 0-Information missing | Termopar tipo J | -210 a 750 °C | External | Extrusão | 2024-06-04
Flexibles BR | Scrapped | SYS-02367 | Temperature sensor | 0-Information missing | Termopar tipo J | -210 a 750°C | External | Manutenção | 2022-08-29
Flexibles BR | Scrapped | SYS-02368 | Temperature sensor | 0-Information missing | Termopar tipo J | 150 250 ºC | External | Extrusão | 2023-06-14
Flexibles BR | Scrapped | SYS-02369 | Temperature sensor | 0-Information missing | Termopar tipo J | -210 a 750°C | External | Extrusão | 2021-06-28
NOV SPS BR | In use | SYS-02370 | Temperature sensor | 0-Information missing | Tipo J | -210 a 750°C | External | Extrusão | 2025-07-04
Flexibles BR | Scrapped | SYS-02371 | Temperature sensor | 0-Information missing | Termopar tipo J | -210 a 750°C | External | Extrusão | 2021-04-12
Flexibles BR | Scrapped | SYS-02372 | Temperature sensor | 0-Information missing | Termopar tipo J | -210 a 750°C | External | Extrusão | 2024-06-11
Flexibles BR | Scrapped | SYS-02373 | Temperature sensor | 0-Information missing | Termopar tipo J | -210 a 750°C | External | Manutenção | 2022-08-29
Flexibles BR | Scrapped | SYS-02374 | Temperature sensor | 0-Information missing | Termopar tipo J | -210 a 750°C | External | Extrusão | 2021-10-06
NOV SPS BR | In use | SYS-02375 | PT100 sensor | 0-Information missing | 151-046242 | 150 a 250 °C | External | Extrusão | 2025-12-10
Flexibles BR | Scrapped | SYS-02376 | PT100 sensor | 0-Information missing | 151-046242 | 0 a 270°C | External | Extrusão | 2024-03-25
Flexibles BR | Scrapped | SYS-02377 | PT100 sensor | 0-Information missing | 151-046242 | -50 a 600°c | External | Manutenção | 2021-04-18
Flexibles BR | Scrapped | SYS-02378 | PT100 sensor | 0-Information missing | 151-046242 | -50 a 600°c | External | Manutenção | 2021-04-18
Flexibles BR | Scrapped | SYS-02379 | Infra red Thermometer | Fluke | 568 | -40 a 800 °C | External | Metrologia | 2031-01-05
Flexibles BR | Scrapped | SYS-02380 | Infra red Thermometer | Fluke | 568 | -40 a 800 °C | External | Metrologia | 2024-09-15
Flexibles BR | Scrapped | SYS-02381 | Infra red Thermometer | Fluke | 568 | -40 a 800 °C | External | Metrologia | 2041-01-06
Flexibles BR | Scrapped | SYS-02382 | Temperature sensor | 0-Information missing | Termopar tipo J | -210 a 750°C | External | Extrusão | 2022-06-14
Flexibles BR | Scrapped | SYS-02383 | Temperature sensor | 0-Information missing | Termopar tipo J | -210 a 750°C | External | Extrusão | 2022-07-14
Flexibles BR | Scrapped | SYS-02384 | Temperature sensor | 0-Information missing | Termopar tipo J | -210 a 750°C | External | Manutenção | 2021-04-13
Flexibles BR | Scrapped | SYS-02385 | Temperature sensor | 0-Information missing | Termopar tipo J | -210 a 750°C | External | Manutenção | 2021-04-13
Flexibles BR | Scrapped | SYS-02386 | Temperature sensor | 0-Information missing | Termopar tipo J | -210 a 750°C | External | Manutenção | 2021-04-13
Flexibles BR | Scrapped | SYS-02387 | Temperature sensor | 0-Information missing | Termopar tipo J | -210 a 750°C | External | Manutenção | 2021-04-13
Flexibles BR | Scrapped | SYS-02388 | Temperature sensor | 0-Information missing | Termopar tipo J | -210 a 750°C | External | Manutenção | 2021-04-13
NOV SPS BR | Stand by | SYS-02389 | Temperature sensor | 0-Information missing | Termopar tipo J | -210 a 750°C | External | Manutenção | 2021-04-13
Flexibles BR | In use | SYS-02390 | Temperature sensor | 0-Information missing | Tipo J | 150 a 250 ºC | External | Extrusão | 2025-06-04
Flexibles BR | Scrapped | SYS-02391 | Temperature sensor | 0-Information missing | Termopar tipo J | -210 a 750°C | External | Manutenção | 2021-04-13
Flexibles BR | Scrapped | SYS-02392 | Temperature sensor | 0-Information missing | Termopar tipo J | -210 a 750°C | External | Manutenção | 2021-04-13
Flexibles BR | Scrapped | SYS-02393 | Temperature sensor | 0-Information missing | Termopar tipo J | -210 a 750°C | External | Manutenção | 2021-04-13
Flexibles BR | Scrapped | SYS-02394 | Temperature sensor | 0-Information missing | Termopar tipo J | -210 a 750°C | External | Manutenção | 2021-04-13
Flexibles BR | Scrapped | SYS-02395 | Temperature sensor | 0-Information missing | Termopar tipo J | -210 a 750°C | External | Manutenção | 2021-04-13
Flexibles BR | Scrapped | SYS-02396 | Temperature sensor | 0-Information missing | Termopar tipo J | -210 a 750°C | External | Manutenção | 2021-04-13
NOV SPS BR | In use | SYS-02397 | PT100 sensor | 0-Information missing | 151-046243 | -50 a 600°C | External | Extrusão | 2025-08-16
NOV SPS BR | In use | SYS-02398 | PT100 sensor | 0-Information missing | 151-046242 | 150 a 250 °C | External | Extrusão | 2025-12-07
Flexibles BR | Scrapped | SYS-02399 | Pressure transducer | Gefran | ME 1-6-MB02M-1-5-D | 0 a 2000 bar | External | EXTRUSÃO | 2022-06-05
NOV SPS BR | In use | SYS-02400 | PT100 sensor | 0-Information missing | 151-046242 | 150 a 250 °C | External | Extrusão (TCU-6) | 2025-12-08
NOV SPS BR | In use | SYS-02401 | PT100 sensor | 0-Information missing | 151-046243 | -50 a 600 °C | External | Extrusão | 2024-12-11
NOV SPS BR | In use | SYS-02402 | PT100 sensor | 0-Information missing | 151-046243 | -50 a 600 °C | External | Extrusão | 2024-12-11
NOV SPS BR | For calibration | SYS-02403 | PT100 sensor | 0-Information missing | 151-046243 | -50 a 600°C | External | Manutenção | 2025-12-12
NOV SPS BR | Scrapped | SYS-02404 | PT100 sensor | 0-Information missing | 151-046243 | -50 a 600°C | External | Manutenção | 2021-06-02
Flexibles BR | Scrapped | SYS-02405 | PT100 sensor | 0-Information missing | Não consta | -50 a 600 °C | External | Metrologia | 2021-06-02
NOV SPS BR | In use | SYS-02406 | PT100 sensor | 0-Information missing | Não consta | 150 a 250 ºC | External | Extrusão | 2025-12-05
NOV SPS BR | In use | SYS-02407 | Temperature sensor | 0-Information missing | Não consta | 150 a 250 ºC | External | Extrusão | 2025-12-10
Flexibles BR | Stand by | SYS-02408 | Pressure transducer | 0-Information missing | Não consta | 0 a 5 bar | External | Metrologia | 2030-12-22
Flexibles BR | Scrapped | SYS-02409 | Paquimetro de profundidade | Digimess | 100.200BL | 0 a 30 mm | External | Metrologia - Laboratório Analítico | 2023-09-06
Flexibles BR | Scrapped | SYS-02410 | Dosimeter | 0-Information missing | W/ALERT | 2 a 20 µSv/h | External | Metrologia - Laboratório Analítico | 2023-05-07
Flexibles BR | Scrapped | SYS-02411 | Roughness measuring device | 0-Information missing | HDE-35 AC | 10 a 35Kv | External | manutenção | 2023-03-01
Flexibles BR | Scrapped | SYS-02412 | Roughness measuring device | 0-Information missing | HDE-35 CH | 10 a 35Kv | External | Extrusão | 2022-11-22
Flexibles BR | Stand by | SYS-02413 | Rugosímetro | Mitutoyo | ID-S112MX | 0 a 12,7 mm | External | Metrologia | 2031-01-05
NOV SPS BR | For calibration | SYS-02414 | Relogio Comparador | Mitutoyo | ID-S112MX | 0 a 12,7 mm | External | Metrologia | 2025-03-18
NOV SPS BR | In use | SYS-02415 | PT100 sensor | 0-Information missing | Ultraheat | 150 a 250 ºC | External | Extrusão | 2024-12-11
NOV SPS BR | In use | SYS-02416 | PT100 sensor | 0-Information missing | Ultraheat | 150 a 250 ºC | External | Extrusão | 2024-12-11
NOV SPS BR | In use | SYS-02417 | PT100 sensor | 0-Information missing | Ultraheat | 150 a 250 ºC | External | Extrusão | 2025-12-05
NOV SPS BR | In use | SYS-02418 | PT100 sensor | 0-Information missing | Ultraheat | 150 a 250ºC | External | Extrusão | 2025-12-05
NOV SPS BR | In use | SYS-02419 | Temperature sensor | 0-Information missing | Ultraheat | 150 a 250 ºC | External | Extrusão | 2025-12-05
Flexibles BR | Scrapped | SYS-02420 | Roughness measuring device | 0-Information missing | HDE-35 CH | 10 a 35 KV | External | extrusao 3 | 2023-03-04
Flexibles BR | Scrapped | SYS-02421 | Roughness measuring device | 0-Information missing | HDE-35 CH | 10 a 35 KV | External | manutenção | 2022-12-11
Flexibles BR | Scrapped | SYS-02422 | Pressure transducer | Gefran | ME1-6-M | 0 a 700 bar | External | Metrologia | 2023-04-19
Flexibles BR | Scrapped | SYS-02423 | Pressure transducer | Gefran | ME1-6-M | 0 a 700 bar | External | Metrologia | 2022-02-15
Flexibles BR | Scrapped | SYS-02424 | Pressure transducer | Gefran | ME1-6-M | 0 a 700 bar | External | Metrologia | 2024-02-15
NOV SPS BR | For calibration | SYS-02425 | Vernier calliper gauge / digital | Digimess | 100.178BL (UNIVERSAL) | 0 a 300 mm | External | WPCO | 2025-04-15
NOV SPS BR | In use | SYS-02426 | Vernier calliper gauge / digital | 0-Information missing | 100.178BL (Universal) | 0 a 300 mm | External | WPCO | 2026-02-19
NOV SPS BR | Stand by | SYS-02427 | Vernier calliper gauge / digital | 0-Information missing | 100181 (Bico Medição Interna) | 0 a 600 mm | External | Metrologia | 2030-01-01
NOV SPS BR | In use | SYS-02428 | Vernier calliper gauge / digital | 0-Information missing | 100181 (Bico Medição Interna) | 0 a 600 mm | External | WPCO | 2026-01-20
Flexibles BR | Stand by | SYS-02429 | Vernier calliper gauge / digital | 0-Information missing | 100181 (Bico Medição Interna) | 0 a 600 mm | External | Metrologia | 2031-01-05
NOV SPS BR | In use | SYS-02430 | Vernier calliper gauge / digital | 0-Information missing | 100181 (Bico Medição Interna) | 0 a 600 mm | External | PCO | 2026-05-03
Flexibles BR | Scrapped | SYS-02431 | Eletronic Scale | 0-Information missing | MIC 3000H | 0 a 3000 kg | External | Extrusão | 2024-10-07
NOV SPS BR | In use | SYS-02432 | PT100 sensor | 0-Information missing | Ultraheat | 150 a 250 ºC | External | Extrusão | 2025-08-16
Flexibles BR | Scrapped | SYS-02433 | PT100 sensor | 0-Information missing | Ultraheat | 150 a 250 ºC | External | Extrusão | 2024-09-10
NOV SPS BR | In use | SYS-02434 | PT100 sensor | 0-Information missing | Ultraheat | 150 a 250 ºC | External | EXTRUSAO (TCU-1) | 2025-08-16
NOV SPS BR | In use | SYS-02435 | PT100 sensor | 0-Information missing | Ultraheat | 150 a 250 ºC | External | Extrusão | 2025-08-16
Flexibles BR | Scrapped | SYS-02436 | Pressure transducer | Gefran | - | 0 a 700 bar | External | Metrologia | 2022-04-11
NOV SPS BR | Stand by | SYS-02437 | Pressure transducer | Gefran | Não consta | 0 a 700 bar | External | Metrologia | 2030-01-02
Flexibles BR | Scrapped | SYS-02438 | Pressure transducer | Gefran | Não consta | 0 a 700 bar | External | Metrologia | 2024-01-30
NOV SPS BR | In use | SYS-02439 | Manometer | 0-Information missing | Não consta | 0 a 1700 bar | External | Extrusão | 2025-07-26
NOV SPS BR | In use | SYS-02440 | Manometer | 0-Information missing | Não consta | 0 a 1700 bar | External | Extrusão | 2025-12-15
Flexibles BR | Scrapped | SYS-02441 | PT100 sensor | 0-Information missing | Não consta | -50 a 200 °C | External | Extrusão | 2024-01-01
NOV SPS BR | In use | SYS-02442 | PT100 sensor | 0-Information missing | Não consta | -50 a 600 °C | External | Extrusão 1 | 2025-07-07
Flexibles BR | Scrapped | SYS-02443 | PT100 sensor | 0-Information missing | - | -50 a 600 ºC | External | Maintenance | 2022-06-07
NOV SPS BR | Stand by | SYS-02444 | PT100 sensor | 0-Information missing | - | -50 a 600 ºC | External | Metrologia | 2030-01-01
Flexibles BR | Scrapped | SYS-02445 | PT100 sensor | 0-Information missing | Não consta | -50 a 600 ºC | External | Extrusão | 2025-01-17
NOV SPS BR | In use | SYS-02446 | PT100 sensor | 0-Information missing | Não consta | -50 a 600 ºC | External | EXTRUSORA 01 | 2024-09-30
NOV SPS BR | For calibration | SYS-02447 | PT100 sensor | 0-Information missing | Não consta | -50 a 600 ºC | External | Extrusão | 2025-07-23
NOV SPS BR | In use | SYS-02448 | PT100 sensor | 0-Information missing | Não consta | -50 a 600 ºC | External | Extrusão | 2026-07-23
Flexibles BR | Scrapped | SYS-02449 | PT100 sensor | 0-Information missing | PT 100 Class "A" | -50 a 600°c | External | Manutenção | 2022-08-08
NOV SPS BR | Stand by | SYS-02450 | PT100 sensor | 0-Information missing | PT 100 Class "A" | -50 a 600°c | External | Metrologia | 2030-01-01
NOV SPS BR | Stand by | SYS-02451 | PT100 sensor | 0-Information missing | PT 100 Class "A" | -50 a 600°c | External | Metrologia | 2030-01-01
NOV SPS BR | In use | SYS-02452 | PT100 sensor | 0-Information missing | PT 100 Class "A" | -50 a 600 °C | External | Extrusão | 2025-12-14
Flexibles BR | Scrapped | SYS-02453 | Pressure transducer | Gefran | ME 1-6-M-B07C-1-4-D | 0 a 700 bar | External | Manutenção | 2024-01-01
Flexibles BR | Scrapped | SYS-02454 | Pressure transducer | Gefran | ME 1-6-M-B07C-1-4-D | 0 a 700 bar | External | Metrologia | 2023-07-02
Flexibles BR | Scrapped | SYS-02455 | Temperature sensor | 0-Information missing | - | 165 a 250ºC | External | Manutenção | 2022-08-27
Flexibles BR | Scrapped | SYS-02456 | Temperature sensor | 0-Information missing | - | 165 a 250ºC | External | Manutenção | 2022-08-27
Flexibles BR | Scrapped | SYS-02457 | Temperature sensor | 0-Information missing | - | 165 a 250ºC | External | Manutenção | 2022-08-27
Flexibles BR | Scrapped | SYS-02458 | Temperature sensor | 0-Information missing | - | 165 a 250ºC | External | Manutenção | 2022-08-27
Flexibles BR | Scrapped | SYS-02459 | Temperature sensor | 0-Information missing | - | 165 a 250ºC | External | Manutenção | 2022-08-27
Flexibles BR | Scrapped | SYS-02460 | Temperature sensor | 0-Information missing | Tipo J | 165 a 250ºC | External | Maintenance | 2022-08-27
Flexibles BR | Scrapped | SYS-02461 | Temperature sensor | 0-Information missing | Tipo J | 165 a 250ºC | External | Maintenance | 2022-08-27
Flexibles BR | Scrapped | SYS-02462 | Temperature sensor | 0-Information missing | Tipo J | 165 a 250ºC | External | EXTRUSORA 03 | 2022-07-22
Flexibles BR | Scrapped | SYS-02463 | Temperature sensor | 0-Information missing | Tipo J | 165 a 250ºC | External | Maintenance | 2022-08-27
Flexibles BR | Scrapped | SYS-02464 | Temperature sensor | 0-Information missing | Tipo J | 165 a 250ºC | External | Maintenance | 2022-08-27
Flexibles BR | Scrapped | SYS-02465 | Temperature sensor | 0-Information missing | Tipo J | 165 a 250ºC | External | Maintenance | 2022-08-27
Flexibles BR | Scrapped | SYS-02466 | Temperature sensor | 0-Information missing | Tipo J | 165 a 250ºC | External | Maintenance | 2022-08-27
NOV SPS BR | In use | SYS-02467 | Temperature sensor | 0-Information missing | Tipo J | 165 a 250 ºC | External | Extrusão | 2025-05-07
Flexibles BR | Scrapped | SYS-02468 | Temperature sensor | 0-Information missing | Tipo J | 150 a 250ºC | External | EXTRUSAO | 2023-06-14
Flexibles BR | Scrapped | SYS-02469 | Temperature sensor | 0-Information missing | Tipo J | 165 a 250ºC | External | Maintenance | 2022-08-27
Flexibles BR | Scrapped | SYS-02470 | Pressure transducer | Gefran | ME 1-6-M-B07C-1-4-D | 0 a 700 bar | External | Metrologia | 2023-07-02
Flexibles BR | Scrapped | SYS-02471 | Pressure transducer | Gefran | ME 1-6-M-B07C-1-4-D | 0 a 700 bar | External | Metrologia | 2024-01-02
Flexibles BR | Scrapped | SYS-02472 | Pressure transducer | Gefran | ME 1-6-M-B07C-1-4-D | 0 a 700 bar | External | Metrologia | 2023-07-01
Flexibles BR | Scrapped | SYS-02473 | Pressure transducer | Gefran | ME 1-6-M-B07C-1-4-D | 0 a 700 bar | External | MANUTENÇÃO | 2023-07-01
NOV SPS BR | Stand by | SYS-02474 | PT100 sensor | 0-Information missing | Não consta | -50 a 600 °C | External | Metrologia | 2030-01-01
NOV SPS BR | In use | SYS-02475 | PT100 sensor | 0-Information missing | Não consta | -50 a 600 °C | External | Extrusão | 2025-12-14
Flexibles BR | Scrapped | SYS-02476 | PT100 sensor | 0-Information missing | Não consta | -50 a 600 ºC | External | Extrusão | 2024-01-01
Flexibles BR | Scrapped | SYS-02477 | PT100 sensor | 0-Information missing | Não consta | -50 a 600 ºC | External | Manutenção | 2022-11-10
Flexibles BR | Scrapped | SYS-02478 | Temperature sensor | 0-Information missing | - | -50 a 600 ºC | External | Manutenção | 2022-11-10
Flexibles BR | Scrapped | SYS-02479 | Pressure transducer | Gefran | ME 1-6-M-B07C-1-4-D | 0 a 700 bar | External | Manutenção | 2022-11-21
Flexibles BR | Scrapped | SYS-02480 | Pressure transducer | Gefran | ME 1-6-M-B07C-1-4-D | 0 a 700 bar | External | Metrologia | 2024-05-21
NOV SPS BR | Scrapped | SYS-02481 | Pressure transducer | Gefran | ME 1-6-M-B07C-1-4-D | 0 a 700 bar | External | Metrologia | 2030-01-01
Flexibles BR | Scrapped | SYS-02482 | Pressure transducer | Gefran | ME 1-6-M-B07C-1-4-D | 0 a 700 bar | External | Manutenção | 2023-09-07
NOV SPS BR | Scrapped | SYS-02483 | Pressure transducer | Gefran | ME2-6-M-B07C-1-4-D | 0 a 700 bar | External | Manutenção | 2024-11-01
Flexibles BR | Scrapped | SYS-02484 | Pressure transducer | Gefran | - | 0 a 700 bar | External | Metrologia | 2023-03-04
Flexibles BR | Scrapped | SYS-02485 | Pressure transducer | Gefran | - | 0 a 700 bar | External | Metrologia | 2023-03-04
Flexibles BR | Scrapped | SYS-02486 | Pressure transducer | Gefran | Não consta | 0 a 700 bar | External | Metrologia | 2023-03-04
Flexibles BR | Scrapped | SYS-02487 | Pressure transducer | Gefran | ME2-6-M-B07C-1-4-D | 0 a 700 bar | External | Metrologia | 2031-01-05
NOV SPS BR | Scrapped | SYS-02488 | Pressure transducer | Gefran | ME2-6-M-B07C-1-4-D | 0 a 700 bar | External | Metrologia | 2024-11-01
NOV SPS BR | In use | SYS-02489 | PT100 sensor | 0-Information missing | Não consta | 150 a 250 °C | External | Extrusão | 2025-12-07
NOV SPS BR | In use | SYS-02490 | PT100 sensor | 0-Information missing | Não consta | 150 °C a 250 °C | External | Extrusão | 2025-12-07
NOV SPS BR | Scrapped | SYS-02491 | PT100 sensor | 0-Information missing | Não consta | -50 °C a 600 °C | External | Extrusão | 2024-01-24
NOV SPS BR | In use | SYS-02492 | PT100 sensor | 0-Information missing | Não consta | 150 °C a 250 °C | External | Extrusão | 2025-12-07
NOV SPS BR | Scrapped | SYS-02493 | PT100 sensor | 0-Information missing | Não consta | 0 °C a 270 °C | External | Extrusão | 2024-01-06
NOV SPS BR | In use | SYS-02494 | PT100 sensor | 0-Information missing | Não consta | 150 a 250 °C | External | Extrusão | 2025-12-08
NOV SPS BR | In use | SYS-02495 | PT100 sensor | 0-Information missing | Não consta | 150 °C a 250 °C | External | Extrusão | 2025-12-08
NOV SPS BR | In use | SYS-02496 | PT100 sensor | 0-Information missing | Não consta | 150 °C a 250 °C | External | Extrusão | 2025-12-08
NOV SPS BR | Scrapped | SYS-02497 | PT100 sensor | 0-Information missing | TT-288 - Wa1000010 | 0°C a 270°C | External | Extrusão | 2023-02-03
NOV SPS BR | Scrapped | SYS-02498 | PT100 sensor | 0-Information missing | TT-288 - Wa1000010 | 0°C a 250°C | External | Extrusão | 2023-01-03
Flexibles BR | Scrapped | SYS-02500 | Trena | Fluke | 424D | 0 a 100 m | External | Metrologia | 2022-06-08
NOV SPS BR | For calibration | SYS-02501 | Trena | Fluke | 424D | 0 a 100 m | External | Metrologia | 2030-08-04
NOV SPS BR | For calibration | SYS-02502 | Trena | Fluke | 424D | 0 a 100 m | External | Extrusão | 2025-06-09
Flexibles BR | Scrapped | SYS-02503 | Trena | Fluke | 424D | 0 a 100 m | External | Metrologia | 2022-06-08
Flexibles BR | Scrapped | SYS-02504 | Temperature sensor | 0-Information missing | - | 150 a 250ºC | External | manutenção | 2023-06-15
Flexibles BR | Scrapped | SYS-02505 | Temperature sensor | 0-Information missing | - | 150 a 250ºC | External | Manutenção | 2023-06-15
Flexibles BR | Scrapped | SYS-02506 | Temperature sensor | 0-Information missing | Não consta | 150 a 250 ºC | External | Extrusão | 2025-06-04
Flexibles BR | Scrapped | SYS-02507 | Temperature sensor | 0-Information missing | - | 150 a 250ºC | External | Manutenção | 2023-06-15
Flexibles BR | Scrapped | SYS-02508 | Temperature sensor | 0-Information missing | - | 150 a 250ºC | External | Manutenção | 2023-06-15
Flexibles BR | Scrapped | SYS-02509 | Roughness measuring device | 0-Information missing | HDE35 | 0 a 35 kV | External | Metrologia | 2023-07-04
Flexibles BR | Scrapped | SYS-02510 | Roughness measuring device | 0-Information missing | HDE35 | 0 a 35 kV | External | extrusora 1 | 2023-09-01
NOV SPS BR | Scrapped | SYS-02511 | Temperature sensor | 0-Information missing | Não consta | 150 a 250 ºC | External | Extrusão | 2024-12-30
Flexibles BR | Scrapped | SYS-02512 | Temperature sensor | 0-Information missing | Não consta | 150 a 250 ºC | External | Manutenção | 2023-07-30
Flexibles BR | Scrapped | SYS-02513 | Temperature sensor | 0-Information missing | Não consta | 150 a 250 ºC | External | Extusora 03_ H-3 | 2023-07-30
Flexibles BR | Scrapped | SYS-02514 | Temperature sensor | 0-Information missing | Não consta | 150 a 250 ºC | External | Manutenção | 2023-07-30
Flexibles BR | Scrapped | SYS-02515 | Temperature sensor | 0-Information missing | Não consta | 150 a 250 ºC | External | Extrusão | 2024-01-02
Flexibles BR | Scrapped | SYS-02516 | Reference block | 0-Information missing | - | 4,45 mm | External | carcaça | 2023-07-12
NOV SPS BR | For calibration | SYS-02517 | Reference block | 0-Information missing | Não consta | 4,45 mm | External | ISOLAMENTO | 2025-04-01
Flexibles BR | Scrapped | SYS-02518 | Equipment | 0-Information missing | Não consta | 10 a 1000 Sv/h | External | Metrologia | 2024-05-23
NOV SPS BR | In use | SYS-02519 | Dosimeter | 0-Information missing | W/Alert | 10 a 1000 µSv/h | External | Metrologia | 2025-12-10
NOV SPS BR | In use | SYS-02520 | Trena | Starrett | TS-12-3ME | 0 a 3000 mm | External | SOF | 2025-04-30
NOV SPS BR | Scrapped | SYS-02522 | Pressure transducer | Gefran | ME1-6-M-B07-1-4-D | 0 a 700 bar | External | Metrologia | 2024-09-05
NOV SPS BR | Scrapped | SYS-02523 | Pressure transducer | Gefran | ME1-6-MB07-1-4-D | 0 a 700 bar | External | Metrologia | 2024-12-17
NOV SPS BR | Scrapped | SYS-02524 | Pressure transducer | Gefran | ME 1-6-M-B07C-1-4-D | 0 a 700 bar | External | EXTRUSÃO | 2023-10-15
Flexibles BR | Scrapped | SYS-02525 | Temperature sensor | 0-Information missing | Não consta | -210 a 750 ºC | External | Manutenção | 2023-11-28
Flexibles BR | Scrapped | SYS-02526 | Temperature sensor | 0-Information missing | Não consta | 150 a 250 ºC | External | Manutenção | 2023-11-28
Flexibles BR | Scrapped | SYS-02527 | Temperature sensor | 0-Information missing | Não consta | 150 a 250 ºC | External | MANUTENÇÃO | 2023-11-28
Flexibles BR | Scrapped | SYS-02528 | Temperature sensor | 0-Information missing | - | 150 a 250ºC | External | Extrusão | 2024-06-04
Flexibles BR | Scrapped | SYS-02529 | Temperature sensor | 0-Information missing | - | 150 a 250ºC | External | MANUTENÇÃO | 2023-11-28
Flexibles BR | Scrapped | SYS-02530 | Temperature sensor | 0-Information missing | Não consta | 150 a 250 ºC | External | MANUTENÇÃO | 2023-11-28
NOV SPS BR | In use | SYS-02531 | Temperature sensor | 0-Information missing | Não consta | 150 a 250 ºC | External | Extrusão | 2025-05-07
NOV SPS BR | Scrapped | SYS-02532 | Temperature sensor | 0-Information missing | Não consta | 150 a 250 ºC | External | Extrusão | 2024-12-30
Flexibles BR | Scrapped | SYS-02533 | PT100 sensor | 0-Information missing | Não consta | 150 a 250 ºC | External | Manutenção | 2024-01-06
Flexibles BR | Scrapped | SYS-02534 | PT100 sensor | 0-Information missing | Não consta | 150 a 250 ºC | External | Manutenção | 2024-01-06
NOV SPS BR | Stand by | SYS-02535 | PT100 sensor | 0-Information missing | Não consta | 150 a 250 ºC | External | Metrologia | 2030-01-01
NOV SPS BR | Stand by | SYS-02536 | PT100 sensor | 0-Information missing | Não consta | 150 a 250 ºC | External | Metrologia | 2031-01-05
NOV SPS BR | In use | SYS-02537 | PT100 sensor | 0-Information missing | Não consta | 150 a 250 ºC | External | Manutenção | 2025-11-20
NOV SPS BR | For calibration | SYS-02538 | PT100 sensor | 0-Information missing | Não consta | 150 a 250 ºC | External | Manutenção | 2024-01-06
NOV SPS BR | In use | SYS-02539 | PT100 sensor | 0-Information missing | Não consta | 150 a 250 ºC | External | Manutenção | 2025-11-20
Flexibles BR | Scrapped | SYS-02540 | PT100 sensor | 0-Information missing | Não consta | 150 a 250 ºC | External | Manutenção | 2024-01-06
Flexibles BR | Scrapped | SYS-02541 | PT100 sensor | 0-Information missing | Não consta | 150 a 250 ºC | External | Manutenção | 2024-01-06
NOV SPS BR | In use | SYS-02542 | PT100 sensor | 0-Information missing | Não consta | 150 a 250 ºC | External | Extrusão | 2025-07-23
NOV SPS BR | In use | SYS-02543 | Torquimetro | Gedore | DreMometer | 8 a 40 N.m | External | Montagem | 2026-02-20
Flexibles BR | Stand by | SYS-02544 | Torquimetro | Gedore | DreMometer | 8 a 40 N.m | External | Metrologia | 2030-12-22
NOV SPS BR | For calibration | SYS-02545 | Torquimetro | Gedore | 4301-01 | 80 a 400 N.m | External | Metrologia | 2030-04-14
NOV SPS BR | For calibration | SYS-02546 | Torquimetro | Gedore | DreMometer | 80 a 400 N.m | External | Metrologia | 2025-11-22
Flexibles BR | Stand by | SYS-02547 | Torquimetro | Gedore | DreMometer | 150 a 750 Nm | External | Metrologia | 2031-01-05
Flexibles BR | Scrapped | SYS-02548 | Temperature sensor | 0-Information missing | Termopar tipo J | 50 a 250 °C | External | Manutenção | 2024-01-24
Flexibles BR | Scrapped | SYS-02549 | Temperature sensor | 0-Information missing | Termopar tipo J | 50 a 250 °C | External | Manutenção | 2024-01-24
Flexibles BR | Scrapped | SYS-02550 | Temperature sensor | 0-Information missing | Termopar tipo J | 50 a 250 °C | External | Extrusão | 2024-06-04
NOV SPS BR | In use | SYS-02551 | Temperature sensor | 0-Information missing | Termopar tipo J | 50 a 250 °C | External | Extrusão | 2024-12-30
Flexibles BR | Scrapped | SYS-02552 | Temperature sensor | 0-Information missing | Termopar tipo J | 50 a 250 °C | External | Extrusora 2 | 2024-01-24
NOV SPS BR | In use | SYS-02553 | Temperature sensor | 0-Information missing | Termopar tipo J | 50 a 250 °C | External | Extrusão | 2024-06-11
Flexibles BR | Scrapped | SYS-02554 | Temperature sensor | 0-Information missing | Termopar tipo J | 50 a 250 °C | External | Manutenção | 2024-01-24
Flexibles BR | Scrapped | SYS-02555 | Temperature sensor | 0-Information missing | Termopar tipo J | 50 a 250 °C | External | Extrusão | 2024-06-11
Flexibles BR | Scrapped | SYS-02556 | Temperature sensor | 0-Information missing | Termopar tipo J | 50 a 250 °C | External | EXTRUSORA 01 | 2025-05-07
Flexibles BR | Scrapped | SYS-02557 | Temperature sensor | 0-Information missing | Termopar tipo J | 50 a 250 °C | External | Manutenção | 2024-01-24
Flexibles BR | Scrapped | SYS-02558 | Temperature sensor | 0-Information missing | Termopar tipo J | 50 a 250 °C | External | Extrusão | 2025-06-04
Flexibles BR | Scrapped | SYS-02559 | Temperature sensor | 0-Information missing | Termopar tipo J | 50 a 250 °C | External | Metrologia | 2025-02-28
NOV SPS BR | In use | SYS-02560 | Temperature sensor | 0-Information missing | Termopar tipo J | 50 a 250 °C | External | Extrusão | 2025-06-04
NOV SPS BR | In use | SYS-02561 | Temperature sensor | 0-Information missing | Termopar tipo J | 50 a 250 °C | External | Extrusão | 2024-12-30
NOV SPS BR | Scrapped | SYS-02562 | Temperature sensor | 0-Information missing | Termopar tipo J | 50 a 250 °C | External | Extrusão | 2024-07-27
Flexibles BR | Scrapped | SYS-02563 | Temperature sensor | 0-Information missing | Termopar tipo J | 50 a 250 °C | External | Manutenção | 2024-02-23
Flexibles BR | Scrapped | SYS-02564 | Temperature sensor | 0-Information missing | Termopar tipo J | 50 a 250 °C | External | Manutenção | 2024-02-23
NOV SPS BR | For calibration | SYS-02565 | Temperature sensor | 0-Information missing | Termopar tipo J | 50 a 250 °C | External | Manutenção | 2025-02-23
NOV SPS BR | In use | SYS-02566 | Temperature sensor | 0-Information missing | Termopar tipo J | 50 a 250 °C | External | Extrusão | 2025-05-19
Flexibles BR | Scrapped | SYS-02567 | Temperature sensor | 0-Information missing | Termopar tipo J | 50 a 250 °C | External | Manutenção | 2024-02-23
Flexibles BR | Scrapped | SYS-02568 | Temperature sensor | 0-Information missing | Termopar tipo J | 50 a 250 °C | External | Manutenção | 2024-02-23
Flexibles BR | Scrapped | SYS-02569 | Temperature sensor | 0-Information missing | Termopar tipo J | 50 a 250 °C | External | Manutenção | 2024-02-23
Flexibles BR | Scrapped | SYS-02570 | Temperature sensor | 0-Information missing | Termopar tipo J | 50 a 250 °C | External | Manutenção | 2024-02-23
Flexibles BR | Scrapped | SYS-02571 | Temperature sensor | 0-Information missing | Termopar tipo J | 50 a 250 °C | External | Manutenção | 2024-02-23
NOV SPS BR | In use | SYS-02572 | Temperature sensor | 0-Information missing | Termopar tipo J | 50 a 250 °C | External | Manutenção | 2025-02-23
NOV SPS BR | In use | SYS-02573 | Temperature sensor | 0-Information missing | Termopar tipo J | 50 a 250 °C | External | EXTRUSÃO | 2025-06-03
NOV SPS BR | For calibration | SYS-02574 | Temperature sensor | 0-Information missing | Termopar tipo J | 50 a 250 °C | External | extrusão 01 | 2025-02-23
Flexibles BR | In use | SYS-02575 | Temperature sensor | 0-Information missing | Termopar tipo J | 50 a 250 °C | External | Manutenção | 2025-06-04
Flexibles BR | Scrapped | SYS-02576 | Temperature sensor | 0-Information missing | Termopar tipo J | 50 a 250 °C | External | Manutenção | 2024-02-23
Flexibles BR | In use | SYS-02577 | Temperature sensor | 0-Information missing | Termopar tipo J | 50 a 250 °C | External | extrusão 02 | 2025-07-20
Flexibles BR | Scrapped | SYS-02578 | Temperature sensor | 0-Information missing | Termopar tipo J | 50 a 250 °C | External | Manutenção | 2024-02-23
Flexibles BR | Scrapped | SYS-02579 | Temperature sensor | 0-Information missing | Termopar tipo J | 50 a 250 °C | External | Manutenção | 2024-02-23
Flexibles BR | Scrapped | SYS-02580 | Temperature sensor | 0-Information missing | Termopar tipo J | 50 a 250 °C | External | Extrusão 2 - H43. | 2025-07-21
NOV SPS BR | In use | SYS-02581 | Temperature sensor | 0-Information missing | Termopar tipo J | 50 a 250 °C | External | Extrusão 2 - H60. | 2024-07-21
NOV SPS BR | In use | SYS-02582 | Temperature sensor | 0-Information missing | Termopar tipo J | 50 a 250 °C | External | Extrusão 2 | 2025-07-04
Flexibles BR | In use | SYS-02583 | Temperature sensor | 0-Information missing | Termopar tipo J | 50 a 250 °C | External | Extrusão 2 - H53. | 2025-07-21
NOV SPS BR | In use | SYS-02584 | Temperature sensor | 0-Information missing | Termopar tipo J | 50 a 250 °C | External | Extrusora 01 - Clamp | 2025-04-24
Flexibles BR | In use | SYS-02585 | Temperature sensor | 0-Information missing | Termopar tipo J | 50 a 250 °C | External | Extrusão 2 - H54. | 2025-07-21
NOV SPS BR | In use | SYS-02586 | Temperature sensor | 0-Information missing | Termopar tipo J | 50 a 250 °C | External | Extrusão 2 - H46. | 2024-07-21
NOV SPS BR | Scrapped | SYS-02587 | Temperature sensor | 0-Information missing | Termopar tipo J | 50 a 250 °C | External | Extrusão 2 | 2024-08-21
Flexibles BR | In use | SYS-02588 | Temperature sensor | 0-Information missing | Termopar tipo J | 50 a 250 °C | External | Extrusão 2 - H45. | 2025-07-21
NOV SPS BR | In use | SYS-02589 | Temperature sensor | 0-Information missing | Termopar tipo J | 50 a 250 °C | External | Extrusão 1 | 2025-07-21
Flexibles BR | Scrapped | SYS-02590 | Temperature sensor | 0-Information missing | Termopar tipo J | 50 a 250 °C | External | Extrusão 2 - H55. | 2025-06-04
NOV SPS BR | In use | SYS-02591 | Temperature sensor | 0-Information missing | Termopar tipo J | 50 a 250 °C | External | Extrusão 2 - H52. | 2024-07-21
NOV SPS BR | In use | SYS-02592 | Temperature sensor | 0-Information missing | Termopar tipo J | 50 a 250 °C | External | Extrusão 2 - H58. | 2024-07-21
Flexibles BR | Scrapped | SYS-02593 | Temperature sensor | 0-Information missing | Termopar tipo J | 50 a 250 °C | External | Extrusão 2 - H51. | 2024-07-21
NOV SPS BR | In use | SYS-02594 | Temperature sensor | 0-Information missing | Termopar tipo J | 50 a 250 °C | External | extrusão 01 | 2025-02-23
NOV SPS BR | In use | SYS-02595 | Temperature sensor | 0-Information missing | Termopar tipo J | 50 a 250 °C | External | Extrusão 2 - H20. | 2024-07-21
NOV SPS BR | In use | SYS-02596 | Temperature sensor | 0-Information missing | Termopar tipo J | 50 a 250 °C | External | Manutenção | 2025-02-23
NOV SPS BR | Scrapped | SYS-02597 | Temperature sensor | 0-Information missing | Termopar tipo J | 50 a 250 °C | External | extrusão 01 | 2025-07-20
Flexibles BR | Scrapped | SYS-02598 | Temperature sensor | 0-Information missing | Termopar tipo J | 50 a 250 °C | External | Manutenção | 2024-02-23
NOV SPS BR | In use | SYS-02599 | Temperature sensor | 0-Information missing | Termopar tipo J | 50 a 250 °C | External | Extrusão | 2025-05-07
NOV SPS BR | Scrapped | SYS-02600 | Temperature sensor | 0-Information missing | Termopar tipo J | 50 a 250 °C | External | Manutenção | 2024-03-04
Flexibles BR | Scrapped | SYS-02601 | Temperature sensor | 0-Information missing | Termopar tipo J | 50 a 250 °C | External | Manutenção | 2024-03-04
NOV SPS BR | In use | SYS-02602 | Temperature sensor | 0-Information missing | Termopar tipo J | 50 a 250 °C | External | Extrusão | 2025-07-04
NOV SPS BR | In use | SYS-02603 | Temperature sensor | 0-Information missing | Termopar tipo J | 50 a 250 °C | External | Manutenção | 2025-03-04
NOV SPS BR | In use | SYS-02604 | Temperature sensor | 0-Information missing | Termopar tipo J | 50 a 250 °C | External | Manutenção | 2025-03-04
Flexibles BR | Scrapped | SYS-02605 | Temperature sensor | 0-Information missing | Termopar tipo J | 50 a 250 °C | External | Manutenção | 2024-03-04
Flexibles BR | Scrapped | SYS-02606 | Temperature sensor | 0-Information missing | Termopar tipo J | 50 a 250 °C | External | Manutenção | 2024-03-04
Flexibles BR | Scrapped | SYS-02607 | Temperature sensor | 0-Information missing | Termopar tipo J | 50 a 250 °C | External | Manutenção | 2024-03-04
Flexibles BR | Scrapped | SYS-02608 | Temperature sensor | 0-Information missing | Termopar tipo J | 50 a 250 °C | External | Manutenção | 2024-03-04
Flexibles BR | Scrapped | SYS-02609 | Temperature sensor | 0-Information missing | Termopar tipo J | 50 a 250 °C | External | Manutenção | 2024-03-04
NOV SPS BR | In use | SYS-02610 | Temperature sensor | 0-Information missing | Termopar tipo J | 50 a 250 °C | External | Extrusão | 2025-05-07
NOV SPS BR | In use | SYS-02611 | Temperature sensor | 0-Information missing | Termopar tipo J | 50 a 250 °C | External | Extrusão 2 - H44. | 2024-07-21
Flexibles BR | Scrapped | SYS-02612 | Temperature sensor | 0-Information missing | Termopar tipo J | 50 a 250 °C | External | Manutenção | 2024-03-04
NOV SPS BR | In use | SYS-02613 | PT100 sensor | 0-Information missing | Não consta | 15 a 35 °C | Internal | Extrusão | 2026-07-23
NOV SPS BR | For calibration | SYS-02614 | Trena | Fluke | 424D | 0 a 10 m | External | Metrologia | 2025-05-25
NOV SPS BR | For calibration | SYS-02615 | Trena | Fluke | 424D | 0 a 15 m | External | extrusão 01 | 2025-03-14
NOV SPS BR | In use | SYS-02616 | Trena | Fluke | 424D | 0 a 15 m | External | Montagem | 2025-12-16
NOV SPS BR | For calibration | SYS-02617 | Vernier calliper gauge / digital | Mitutoyo | 500-752-20 (Universal) | 0 a 150 mm | External | Extrusão | 2025-05-11
NOV SPS BR | In use | SYS-02618 | Vernier calliper gauge / digital | Mitutoyo | 500-752-20 (Universal) | 0 a 150 mm | External | Base Logística | 2025-07-10
NOV SPS BR | In use | SYS-02619 | Vernier calliper gauge / digital | Mitutoyo | 500-752-20 (Universal) | 0 a 150 mm | External | EXTRUSAO(Pitch Scale) | 2024-06-05
NOV SPS BR | For calibration | SYS-02620 | Vernier calliper gauge / digital | Mitutoyo | 500-752-20 (Universal) | 0 a 150 mm | External | Metrologia | 2030-06-05
Flexibles BR | Scrapped | SYS-02621 | Temperature sensor | 0-Information missing | Termopar tipo J | 50 a 250 °C | External | Manutenção | 2024-03-20
Flexibles BR | Scrapped | SYS-02622 | Temperature sensor | 0-Information missing | Termopar tipo J | 50 a 250 °C | External | Manutenção | 2024-03-20
Flexibles BR | Scrapped | SYS-02623 | Temperature sensor | 0-Information missing | Termopar tipo J | 50 a 250 °C | External | Extrusora 3 | 2024-03-20
NOV SPS BR | Scrapped | SYS-02624 | Trena | Starrett | TS34-5ME | 0 a 5000mm | External | Metrologia | 2030-01-01
Flexibles BR | Scrapped | SYS-02624 | Temperature sensor | 0-Information missing | Termopar tipo J | 50 a 250 °C | External | Manutenção | 2024-03-20
Flexibles BR | Scrapped | SYS-02625 | Temperature sensor | 0-Information missing | Termopar tipo J | 50 a 250 °C | External | Manutenção | 2024-03-20
Flexibles BR | Scrapped | SYS-02626 | Temperature sensor | 0-Information missing | Termopar tipo J | 50 a 250 °C | External | Manutenção | 2024-03-20
Flexibles BR | Scrapped | SYS-02627 | Temperature sensor | 0-Information missing | Termopar tipo J | 50 a 250 °C | External | Manutenção | 2024-03-20
Flexibles BR | Scrapped | SYS-02628 | Temperature sensor | 0-Information missing | Termopar tipo J | 50 a 250 °C | External | Manutenção | 2024-03-20
Flexibles BR | Scrapped | SYS-02629 | Temperature sensor | 0-Information missing | Termopar tipo J | 50 a 250 °C | External | Manutenção | 2024-03-20
Flexibles BR | Scrapped | SYS-02630 | Temperature sensor | 0-Information missing | Termopar tipo J | 50 a 250 °C | External | Manutenção | 2024-03-20
Flexibles BR | Scrapped | SYS-02631 | Temperature sensor | 0-Information missing | Termopar tipo J | 50 a 250 °C | External | Manutenção | 2024-03-20
Flexibles BR | Scrapped | SYS-02632 | Temperature sensor | 0-Information missing | Termopar tipo J | 50 a 250 °C | External | Manutenção | 2024-03-20
Flexibles BR | Scrapped | SYS-02633 | Temperature sensor | 0-Information missing | Termopar tipo J | 50 a 250 °C | External | Montagem | 2024-03-20
Flexibles BR | Scrapped | SYS-02634 | Temperature sensor | 0-Information missing | Termopar tipo J | 50 a 250 °C | External | Manutenção | 2024-03-20
Flexibles BR | Scrapped | SYS-02635 | Temperature sensor | 0-Information missing | Termopar tipo J | 50 a 250 °C | External | Manutenção | 2024-03-20
NOV SPS BR | In use | SYS-02636 | Temperature sensor | 0-Information missing | Não consta | 0 a 35 ºC | External | Extrusão | 2025-12-14
NOV SPS BR | In use | SYS-02637 | Temperature sensor | 0-Information missing | Não consta | 0 a 35 °C | External | Manutenção | 2025-11-20
Flexibles BR | Scrapped | SYS-02638 | Temperature sensor | 0-Information missing | Não consta | 0 a 35 °C | External | Extrusão | 2024-04-05
NOV SPS BR | In use | SYS-02639 | Temperature sensor | 0-Information missing | Não consta | 0 a 35 °C | External | Extrusão | 2025-07-07
NOV SPS BR | In use | SYS-02640 | Temperature sensor | 0-Information missing | Não consta | 0 a 35 °C | External | Extrusão | 2025-12-14
Flexibles BR | Stand by | SYS-02641 | Micrometro externo | Mitutoyo | 340-252-30 | 150 a 300 mm | External | Metrologia | 2030-12-21
NOV SPS BR | Stand by | SYS-02642 | Micrometro externo | Mitutoyo | 104-140 (BATENTES INTERCAMBIAVEIS) | 100 a 200 mm | External | Metrologia | 2030-01-01
NOV SPS BR | For calibration | SYS-02643 | Reference block | 0-Information missing | Não consta | 4,45 mm | External | pressão 1 | 2025-06-15
NOV SPS BR | In use | SYS-02644 | Reference block | 0-Information missing | Não consta | 4,45 mm | External | pressão 2 | 2025-08-17
NOV SPS BR | Stand by | SYS-02645 | Cirkometer | Schwenk | CJU 950 (Largura: 60 mm) | 20 a 300 mm | External | Metrologia | 2030-01-01
NOV SPS BR | Stand by | SYS-02646 | Cirkometer | Schwenk | CJU 950 (Largura: 60 mm) | 20 a 300 mm | External | Metrologia | 2030-11-19
NOV SPS BR | In use | SYS-02647 | Cirkometer | Schwenk | CJU 950 (Largura: 60 mm) | 20 a 300 mm | External | Metrologia | 2030-09-15
NOV SPS BR | Stand by | SYS-02648 | Cirkometer | Schwenk | CJU 950 (Largura: 60 mm) | 300 a 700 mm | External | Metrologia | 2030-01-01
NOV SPS BR | Stand by | SYS-02649 | Cirkometer | Schwenk | CJU 950 (Largura: 60 mm) | 300 a 700 mm | External | Metrologia | 2030-01-01
NOV SPS BR | In use | SYS-02650 | PT100 sensor | 0-Information missing | Não consta | 0 a 35 °C | External | EXTRUSAO | 2025-11-20
NOV SPS BR | In use | SYS-02651 | PT100 sensor | 0-Information missing | Não consta | 0 a 35 °C | External | Manutenção | 2025-11-20
NOV SPS BR | In use | SYS-02652 | PT100 sensor | 0-Information missing | Não consta | 0 a 35 °C | External | Manutenção | 2025-11-20
NOV SPS BR | In use | SYS-02653 | PT100 sensor | 0-Information missing | Não consta | 0 a 35 °C | External | Manutenção | 2025-11-20
NOV SPS BR | In use | SYS-02654 | PT100 sensor | 0-Information missing | Não consta | 0 a 35 °C | External | Manutenção | 2025-11-20
NOV SPS BR | In use | SYS-02655 | PT100 sensor | 0-Information missing | Não consta | 0 a 35 °C | External | Manutenção | 2025-08-16
NOV SPS BR | In use | SYS-02656 | PT100 sensor | 0-Information missing | Não consta | 0 a 35 °C | External | Manutenção | 2025-11-20
NOV SPS BR | In use | SYS-02657 | PT100 sensor | 0-Information missing | Não consta | 0 a 35 °C | External | Manutenção | 2025-11-20
NOV SPS BR | In use | SYS-02658 | PT100 sensor | 0-Information missing | Não consta | 0 a 35 °C | External | Manutenção | 2025-11-20
NOV SPS BR | In use | SYS-02659 | PT100 sensor | 0-Information missing | Não consta | 0 a 35 °C | External | Extrusora 2 - Banheira 3 | 2024-09-06
NOV SPS BR | Stand by | SYS-02660 | Infra red Thermometer | Fluke | 568 | 50 a 400 ºC | External | Metrologia | 2030-12-04
NOV SPS BR | In use | SYS-02661 | Trena | Starrett | TX34-5ME | 0 a 5000 mm | External | Extrusão | 2024-11-14
NOV SPS BR | In use | SYS-02662 | Trena | Starrett | TX34-5ME | 0 a 5000 mm | External | Extrusão | 2024-11-14
NOV SPS BR | In use | SYS-02663 | Trena | Starrett | TX34-5ME | 0 a 5000 mm | External | Extrusão | 2024-11-14
NOV SPS BR | For calibration | SYS-02664 | Trena | Starrett | TX34-5ME | 0 a 5000 mm | External | Metrologia | 2024-11-14
NOV SPS BR | In use | SYS-02665 | Trena | Starrett | TX34-5ME | 0 a 5000 mm | External | Extrusão | 2024-11-14
NOV SPS BR | In use | SYS-02666 | PT100 sensor | 0-Information missing | Não consta | 150 a 250ºC | External | Extrusão | 2025-11-19
NOV SPS BR | In use | SYS-02667 | PT100 sensor | 0-Information missing | Não consta | 150 a 250 ºC | External | Extrusão | 2025-11-19
NOV SPS BR | In use | SYS-02668 | PT100 sensor | 0-Information missing | Não consta | 150 a 250 ºC | External | Extrusão | 2025-11-19
NOV SPS BR | In use | SYS-02669 | PT100 sensor | 0-Information missing | Não consta | 150 a 250 ºC | External | Extrusão | 2025-11-19
NOV SPS BR | In use | SYS-02670 | Temperature sensor | 0-Information missing | Não consta | 150 a 250ºC | External | Extrusão | 2025-11-19
NOV SPS BR | In use | SYS-02671 | Temperature sensor | 0-Information missing | Não consta | 150 a 250 ºC | External | Extrusão | 2025-11-19
NOV SPS BR | In use | SYS-02672 | Temperature sensor | 0-Information missing | Não consta | 150 a 250 ºC | External | Extrusão | 2025-11-19
NOV SPS BR | In use | SYS-02673 | Temperature sensor | 0-Information missing | Não consta | 150 a 250 ºC | External | Extrusão | 2025-11-19
NOV SPS BR | In use | SYS-02674 | Pressure transducer | 0-Information missing | Não consta | -160 a 0 mbar | External | Manutenção | 2024-12-02
NOV SPS BR | In use | SYS-02675 | Vacuum meter | 0-Information missing | Não consta | -160 a 0 mbar | External | Extrusão | 2024-12-02
NOV SPS BR | In use | SYS-02676 | Vacuum meter | 0-Information missing | Não consta | -160 a 0 mbar | External | Extrusão | 2024-12-02
NOV SPS BR | In use | SYS-02677 | Infra red Thermometer | Fluke | 568 | -40 a 800 °C | External | Extrusão 1 | 2025-04-10
NOV SPS BR | In use | SYS-02678 | Pressure transducer | Gefran | ME1-6-M-B07C-1-4-D | 0 a 700 bar | External | Extrusora 3 | 2026-05-25
NOV SPS BR | In use | SYS-02679 | Pressure transducer | Gefran | ME1-6-M-B07C-1-4-D | 0 a 700 bar | External | Extrusão | 2025-08-20
NOV SPS BR | For calibration | SYS-02680 | Pressure transducer | Gefran | ME1-6-M-B07C-1-4-D | 0 a 700 bar | External | Metrologia | 2024-12-10
NOV SPS BR | Scrapped | SYS-02681 | Pressure transducer | Gefran | ME1-6-M-B07C-1-4-D | 0 a 700 bar | External | Metrologia | 2024-12-10
NOV SPS BR | Scrapped | SYS-02682 | Pressure transducer | Gefran | ME1-6-M-B07C-1-4-D | 0 a 700 bar | External | Manutenção | 2024-12-10
NOV SPS BR | In use | SYS-02683 | Pressure transducer | Gefran | ME1-6-M-B07C-1-4-D | 0 a 700 bar | External | extrusão 01 | 2024-12-10
NOV SPS BR | In use | SYS-02684 | Temperature sensor | 0-Information missing | Não consta | 150 a 250 ºC | External | Extrusão | 2024-12-30
NOV SPS BR | In use | SYS-02685 | Trena | Fluke | 424D | 0 a 10 m | External | extrusão 02 | 2025-12-11
NOV SPS BR | In use | SYS-02686 | Trena | Fluke | 424D | 0 a 10 m | External | extrusora 2 | 2025-07-21
NOV SPS BR | In use | SYS-02687 | Meter counter | 0-Information missing | 166946-005 | 0 a 99999 m | External | Extrusora 03 | 2025-12-03
NOV SPS BR | In use | SYS-02688 | Meter counter | 0-Information missing | 166946-005 | 0 a 99999 m | External | Extrusora 01 | 2025-11-26
Flexibles BR | Stand by | SYS-02689 | Meter counter | 0-Information missing | 166946-005 | 0 a 99999 m | External | Metrologia | 2031-01-05
Flexibles BR | Stand by | SYS-02690 | Meter counter | 0-Information missing | 166946-005 | 0 a 99999 m | External | Metrologia | 2031-01-05
NOV SPS BR | In use | SYS-02691 | Meter counter | 0-Information missing | 166946-005 | 0 a 99999 m | External | Extrusão | 2026-11-29
Flexibles BR | Stand by | SYS-02692 | Meter counter | 0-Information missing | 166946-005 | 0 a 99999 m | External | Metrologia | 2031-01-05
Flexibles BR | Scrapped | SYS-02693 | Temperature sensor | 0-Information missing | Tipo J | 150 a 250 ºC | External | Extrusão 1 | 2025-05-07
NOV SPS BR | In use | SYS-02694 | Temperature sensor | 0-Information missing | Não consta | 50 a 250 ºC | External | Extrusão | 2025-05-07
NOV SPS BR | Scrapped | SYS-02695 | Temperature sensor | 0-Information missing | Não consta | 50 a 250 ºC | External | Extrusão 1 | 2025-05-07
NOV SPS BR | In use | SYS-02696 | Cirkometer | Schwenk | CJU 950 (Largura: 60 mm) | 20 a 300 mm | External | Extrusão | 2025-08-16
NOV SPS BR | In use | SYS-02697 | Cirkometer | Schwenk | CJU 2200 (Largura: 60 mm) | 300 a 700 mm | External | Extrusão | 2025-12-03
NOV SPS BR | For calibration | SYS-02698 | Cirkometer | Schwenk | CJU 2200 (Largura: 16 mm) | 300 a 700 mm | External | Metrologia | 2025-08-03
NOV SPS BR | In use | SYS-02699 | Cirkometer | Schwenk | CJU 2200 (Largura: 16 mm) | 300 a 700 mm | External | Extrusão | 2025-06-24
NOV SPS BR | In use | SYS-02700 | Cirkometer | Schwenk | CJU 2200 (Largura: 16 mm) | 300 a 700 mm | External | Insulation | 2026-05-24
NOV SPS BR | Stand by | SYS-02701 | Cirkometer | Schwenk | CJU 2200 (Largura: 16 mm) | 300 a 700 mm | External | Metrologia | 2031-02-01
NOV SPS BR | In use | SYS-02702 | Equipment | 0-Information missing | Ludlum 3000 | 10 a 1000 &#956;Sv/h | External | Extrusão | 2025-05-27
NOV SPS BR | For calibration | SYS-02704 | Pressure transducer | Gefran | - | 0 a 700 bar | External | Metrologia | 2025-02-20
NOV SPS BR | Scrapped | SYS-02705 | Pressure transducer | Gefran | -ME1-6-M-B07C-1-4-D 2130X000F00 | 0 a 700 bar | External | Extrusão | 2025-02-20
NOV SPS BR | Stand by | SYS-02706 | Pressure transducer | Gefran | - | 0 a 700 bar | External | Metrologia | 2025-02-17
NOV SPS BR | Stand by | SYS-02707 | Micrometro externo | Mitutoyo | 293-821-30 | 0 a 25 mm | External | Metrologia | 2031-01-05
NOV SPS BR | In use | SYS-02708 | Micrometro externo | Mitutoyo | 293-821-30 | 0 a 25 mm | External | Metrologia | 2025-10-22
NOV SPS BR | Stand by | SYS-02709 | Micrometro externo | Mitutoyo | 293-821-30 | 0 a 25 mm | External | Metrologia | 2031-01-05
NOV SPS BR | For calibration | SYS-02710 | Equipment | 0-Information missing | - | 0 A 127 lbf | External | Metrologia | 2024-08-30
NOV SPS BR | In use | SYS-02712 | Temperature sensor | 0-Information missing | - | 150 a 250ºC | External | EXTRUSAO | 2025-08-02
NOV SPS BR | In use | SYS-02713 | Temperature sensor | 0-Information missing | - | 150 a 250ºC | External | EXTRUSAO | 2025-08-02
NOV SPS BR | In use | SYS-02714 | Temperature sensor | 0-Information missing | - | 150 a 250ºC | External | EXTRUSAO | 2025-08-02
NOV SPS BR | In use | SYS-02715 | Temperature sensor | 0-Information missing | - | 150 a 250ºC | External | EXTRUSAO | 2025-08-02
NOV SPS BR | In use | SYS-02717 | Temperature sensor | 0-Information missing | - | 50 a 250ºC | External | Manutenção | 2024-11-01
NOV SPS BR | In use | SYS-02718 | Temperature sensor | 0-Information missing | - | 50 a 250ºC | External | Metrologia | 2024-11-01
NOV SPS BR | In use | SYS-02719 | Temperature sensor | 0-Information missing | - | 50 a 250ºC | External | Metrologia | 2024-11-01
NOV SPS BR | In use | SYS-02720 | Temperature sensor | 0-Information missing | - | 50 a 250ºC | External | Metrologia | 2024-11-01
NOV SPS BR | In use | SYS-02721 | Temperature sensor | 0-Information missing | - | 50 a 250ºC | External | Metrologia | 2024-11-01
NOV SPS BR | In use | SYS-02722 | Temperature sensor | 0-Information missing | - | - | External | Metrologia | 2024-11-01
NOV SPS BR | In use | SYS-02723 | Temperature sensor | 0-Information missing | - | - | External | EXTRUSORA 03 | 2025-09-11
NOV SPS BR | In use | SYS-02724 | Temperature sensor | 0-Information missing | - | 50 a 250ºC | External | Metrologia | 2024-11-01
NOV SPS BR | In use | SYS-02725 | Temperature sensor | 0-Information missing | - | 50 a 250ºC | External | Metrologia | 2024-11-01
NOV SPS BR | In use | SYS-02726 | Temperature sensor | 0-Information missing | - | 50 a 250ºC | External | Metrologia | 2024-11-01
NOV SPS BR | In use | SYS-02727 | Temperature sensor | 0-Information missing | - | 50 a 250ºC | External | Manutenção | 2025-11-08
NOV SPS BR | In use | SYS-02728 | Temperature sensor | 0-Information missing | - | 50 a 250ºC | External | Manutenção | 2025-11-12
NOV SPS BR | In use | SYS-02729 | Temperature sensor | 0-Information missing | - | 50 a 250ºC | External | Manutenção | 2025-11-12
NOV SPS BR | In use | SYS-02730 | Temperature sensor | 0-Information missing | - | 50 a 250ºC | External | Manutenção | 2025-11-12
NOV SPS BR | In use | SYS-02731 | Temperature sensor | 0-Information missing | - | 50 a 250ºC | External | Manutenção | 2025-11-08
NOV SPS BR | In use | SYS-02732 | Temperature sensor | 0-Information missing | - | 50 a 250ºC | External | Manutenção | 2025-11-12
NOV SPS BR | In use | SYS-02733 | Temperature sensor | 0-Information missing | - | 50 a 250ºC | External | Manutenção | 2025-11-12
NOV SPS BR | In use | SYS-02734 | Temperature sensor | 0-Information missing | - | 50 a 250ºC | External | Manutenção | 2025-11-12
NOV SPS BR | In use | SYS-02735 | Temperature sensor | 0-Information missing | - | 50 a 250ºC | External | Extrusão | 2025-10-08
NOV SPS BR | Scrapped | SYS-02736 | Temperature sensor | 0-Information missing | - | 50 a 250ºC | External | Manutenção | 2025-11-12
NOV SPS BR | In use | SYS-02737 | Pressure transducer | Gefran | - | 0 a 700 bar | External | Manutenção | 2025-11-11
NOV SPS BR | In use | SYS-02738 | Pressure transducer | 0-Information missing | - | 0 a 700 bar | External | Extrusão | 2025-10-11
NOV SPS BR | In use | SYS-02739 | Pressure transducer | Gefran | - | 0 a 700 bar | External | Pressão | 2026-05-21
NOV SPS BR | In use | SYS-02740 | Pressure transducer | Gefran | - | 0 a 700 bar | External | Manutenção | 2025-04-19
NOV SPS BR | Scrapped | SYS-02741 | Pressure transducer | Gefran | - | 0 a 700 bar | External | Metrologia | 2030-01-01
NOV SPS BR | Stand by | SYS-02742 | Pressure transducer | 0-Information missing | 24235197 | 0 a 700 BAR | External | Metrologia | 2024-11-12
NOV SPS BR | Stand by | SYS-02743 | Pressure transducer | Gefran | - | 0 a 700 bar | External | Metrologia | 2025-02-17
NOV SPS BR | Stand by | SYS-02744 | Pressure transducer | 0-Information missing | - | 0 a 700 bar | External | Metrologia | 2025-02-17
NOV SPS BR | In use | SYS-02745 | Pressure transducer | 0-Information missing | - | 0 a 700 bar | External | EXTRUSÃO | 2026-05-15
NOV SPS BR | In use | SYS-02746 | Infra red Thermometer | Fluke | 568IR | 50 a 300ºC | External | EXTRUSAO | 2025-12-16
NOV SPS BR | In use | SYS-02747 | Infra red Thermometer | Fluke | 568IR | 50 a 300 ºC | External | Extrusão | 2025-12-04
NOV SPS BR | In use | SYS-02748 | Infra red Thermometer | Fluke | 568IR | 50 a 300º C | External | Extrusora | 2026-05-12
NOV SPS BR | Scrapped | SYS-02749 | PT100 sensor | 0-Information missing | - | 0 a 100° | External | Metrologia | 2025-01-08
NOV SPS BR | Scrapped | SYS-02750 | PT100 sensor | 0-Information missing | - | 0 a 100° | External | Metrologia | 2025-01-08
NOV SPS BR | In use | SYS-02757 | Cirkometer | Schwenk | CJU2200 - Largura: 60 mm | 300 a 700 mm | External | Extrusão | 2026-01-13
NOV SPS BR | Stand by | SYS-02758 | Digital micrometer | Mitutoyo | 293-821-30 | 0 a 25 mm | External | Metrologia | 2030-12-17
NOV SPS BR | In use | SYS-02760 | Temperature sensor | 0-Information missing | TIPO J /CHANCO | 50 a 250ºC | External | EXTRUSÃO 3 | 2026-01-07
NOV SPS BR | In use | SYS-02761 | Temperature sensor | 0-Information missing | - | 50 a 250ºC | External | Extrusão | 2026-01-07
NOV SPS BR | In use | SYS-02762 | Temperature sensor | 0-Information missing | - | 50 a 250ºC | External | Extrusão | 2026-01-07
NOV SPS BR | In use | SYS-02763 | Temperature sensor | 0-Information missing | - | 50 a 250ºC | External | Extrusão | 2026-01-07
NOV SPS BR | In use | SYS-02764 | Temperature sensor | 0-Information missing | - | 50 a 250ºC | External | Manutenção | 2025-03-13
NOV SPS BR | In use | SYS-02765 | Temperature sensor | 0-Information missing | - | 50 a 250ºC | External | Extrusão | 2026-01-07
NOV SPS BR | In use | SYS-02766 | Temperature sensor | 0-Information missing | - | 50 a 250ºC | External | Extrusão | 2025-03-13
NOV SPS BR | In use | SYS-02767 | Temperature sensor | 0-Information missing | - | 50 a 250ºC | External | Extrusão 1 | 2026-01-07
NOV SPS BR | In use | SYS-02768 | Temperature sensor | 0-Information missing | - | 50 a 250ºC | External | Manutenção | 2026-01-07
NOV SPS BR | In use | SYS-02769 | Temperature sensor | 0-Information missing | - | 50 a 250ºC | External | Manutenção | 2026-01-07
NOV SPS BR | In use | SYS-02770 | Temperature sensor | 0-Information missing | - | 50 a 250ºC | External | Extrusão | 2026-01-07
NOV SPS BR | In use | SYS-02771 | Temperature sensor | 0-Information missing | - | 50 a 250ºC | External | Manutenção | 2026-01-07
NOV SPS BR | In use | SYS-02772 | Temperature sensor | 0-Information missing | - | 50 a 250ºC | External | Extrusão | 2025-03-13
NOV SPS BR | In use | SYS-02773 | Temperature sensor | 0-Information missing | - | 50 a 250ºC | External | Extrusão | 2026-01-07
NOV SPS BR | For calibration | SYS-02774 | Pressure transducer | Gefran | KE0-6-M-B07C-1-4-0-S-P | 0 a 700 bar | External | Metrologia | 2030-01-01
NOV SPS BR | Stand by | SYS-02775 | Pressure transducer | Gefran | ME1-6-M-B02M-1-5-D-P | 0 a 2000 bar | External | Metrologia | 2030-01-01
NOV SPS BR | In use | SYS-02777 | Temperature sensor | 0-Information missing | - | 50 a 250ºC | External | Extrusão | 2026-04-01
NOV SPS BR | In use | SYS-02778 | Temperature sensor | 0-Information missing | - | 50 a 250°C | External | Extrusão | 2026-04-01
NOV SPS BR | In use | SYS-02779 | Temperature sensor | 0-Information missing | - | 50 a 250ºC | External | Manutenção | 2026-04-01
NOV SPS BR | In use | SYS-02780 | Temperature sensor | 0-Information missing | - | 50 a 250ºC | External | Manutenção | 2026-04-01
NOV SPS BR | In use | SYS-02781 | Temperature sensor | 0-Information missing | - | 50 a 250ºC | External | Manutenção | 2026-04-01
NOV SPS BR | In use | SYS-02782 | Temperature sensor | 0-Information missing | - | 50 a 250ºC | External | Manutenção | 2026-04-01
NOV SPS BR | In use | SYS-02783 | Temperature sensor | 0-Information missing | - | 50 a 250ºC | External | Manutenção | 2026-04-01
NOV SPS BR | In use | SYS-02784 | Temperature sensor | 0-Information missing | - | 50 a 250ºC | External | Manutenção | 2026-04-01
NOV SPS BR | In use | SYS-02785 | Temperature sensor | 0-Information missing | - | 50 a 250ºC | External | Manutenção | 2026-04-01
NOV SPS BR | In use | SYS-02786 | Temperature sensor | 0-Information missing | - | 50 a 250ºC | External | Manutenção | 2026-04-01
NOV SPS BR | In use | SYS-02787 | Temperature sensor | 0-Information missing | - | 50 a 250ºC | External | Manutenção | 2026-04-01
NOV SPS BR | In use | SYS-02788 | Temperature sensor | 0-Information missing | - | 50 a 250ºC | External | Manutenção | 2026-04-01
NOV SPS BR | In use | SYS-02789 | Temperature sensor | 0-Information missing | - | 50 a 250ºC | External | Manutenção | 2026-04-01
NOV SPS BR | In use | SYS-02790 | Temperature sensor | 0-Information missing | - | 50 a 250ºC | External | Manutenção | 2026-04-01
NOV SPS BR | In use | SYS-02791 | Temperature sensor | 0-Information missing | - | 50 a 250ºC | External | Manutenção | 2026-04-01
NOV SPS BR | Stand by | SYS-02794 | Vernier calliper gauge / digital | Sylvac | 811-1406-99 (Bico Longo) | 0 a 600 mm | External | Metrologia | 2030-01-01
NOV SPS BR | Stand by | SYS-02795 | Vernier calliper gauge / digital | Sylvac | 811-1406-99 (Bico Longo) | 0 a 600 mm | External | Metrologia | 2030-01-01
NOV SPS BR | Stand by | SYS-02796 | Vernier calliper gauge / digital | Sylvac | 811-1406-99 (Bico Longo) | 0 a 600 mm | External | Metrologia | 2030-01-01
NOV SPS BR | Stand by | SYS-02797 | Vernier calliper gauge / digital | Sylvac | 811-1406-99 (Bico Longo) | 0 a 600 mm | External | Metrologia | 2030-01-01
NOV SPS BR | Stand by | SYS-02801 | Temperature sensor | 0-Information missing | Tipo J | 50 a 250ºC | External | Metrologia | 2030-01-01
NOV SPS BR | Stand by | SYS-02802 | Temperature sensor | 0-Information missing | Tipo J | 50 a 250ºC | External | Metrologia | 2030-01-01
NOV SPS BR | Stand by | SYS-02803 | Temperature sensor | 0-Information missing | Tipo J | 50 a 250ºC | External | Metrologia | 2030-01-01
NOV SPS BR | Stand by | SYS-02804 | Temperature sensor | 0-Information missing | Tipo J | 50 a 250ºC | External | Metrologia | 2030-01-01
NOV SPS BR | Stand by | SYS-02805 | Temperature sensor | 0-Information missing | Tipo J | 50 a 250ºC | External | Metrologia | 2030-01-01
NOV SPS BR | Stand by | SYS-02806 | Temperature sensor | 0-Information missing | Tipo J | 50 a 250ºC | External | Metrologia | 2030-01-01
NOV SPS BR | Stand by | SYS-02807 | Temperature sensor | 0-Information missing | Tipo J | 50 a 250ºC | External | Metrologia | 2030-01-01
NOV SPS BR | Stand by | SYS-02808 | Temperature sensor | 0-Information missing | Tipo J | 50 a 250ºC | External | Metrologia | 2030-01-01
NOV SPS BR | Stand by | SYS-02809 | Temperature sensor | 0-Information missing | Tipo J | 50 a 250ºC | External | Metrologia | 2030-01-01
NOV SPS BR | Stand by | SYS-02810 | Temperature sensor | 0-Information missing | Tipo J | 50 a 250ºC | External | Metrologia | 2030-01-01
NOV SPS BR | Stand by | SYS-02811 | Temperature sensor | 0-Information missing | Tipo J | 50 a 250ºC | External | Metrologia | 2030-01-01
NOV SPS BR | Stand by | SYS-02812 | Temperature sensor | 0-Information missing | Tipo J | 50 a 250ºC | External | Metrologia | 2030-01-01
NOV SPS BR | Stand by | SYS-02813 | Temperature sensor | 0-Information missing | Tipo J | 50 a 250ºC | External | Metrologia | 2030-01-01
NOV SPS BR | Stand by | SYS-02814 | Temperature sensor | 0-Information missing | Tipo J | 50 a 250ºC | External | Metrologia | 2030-01-01
NOV SPS BR | Stand by | SYS-02815 | Temperature sensor | 0-Information missing | Tipo J | 50 a 250ºC | External | Metrologia | 2030-01-01
NOV SPS BR | Stand by | SYS-02816 | Temperature sensor | 0-Information missing | Tipo J | 50 a 250ºC | External | Metrologia | 2030-01-01
Flexibles BR | Scrapped | SYS-03001 | Goniometer | Digimess | 170.072 | 4x90° | External | Metrologia | 2023-04-24
NOV SPS BR | For calibration | SYS-03002 | Vernier calliper gauge / digital | Starrett | 799A-12/300 (Universal) | 0 a 300 mm | External | Metrologia | 2026-03-10
NOV SPS BR | In use | SYS-03003 | Vernier calliper gauge / digital | Digimess | 100.178 (Universal) | 0 a 300 mm | External | FAT | 2026-03-04
NOV SPS BR | For calibration | SYS-03004 | Vernier calliper gauge / digital | Starrett | 799A-12/300 (Universal) | 0 a 300 mm | External | Metrologia | 2025-05-12
Flexibles BR | Scrapped | SYS-03005 | Torquimetro | Stanley | 13-100/Tipo II - Classe A | 140 a 770 Nm | External | Metrologia | 2024-03-15
Flexibles BR | Scrapped | SYS-03006 | Cirkometer | Schwenk | CJU950 | 20 a 300mm | External | Laboratório | 2018-07-25
NOV SPS BR | In use | SYS-03008 | Goniometer | Mitutoyo | 187-502 | 4 x 90 ° | External | Pressão | 2026-05-21
NOV SPS BR | In use | SYS-03009 | Goniometer | Mitutoyo | 187-502 | 4 x 90 ° | External | Pressão 1 | 2025-10-28
NOV SPS BR | Scrapped | SYS-03010 | Vernier calliper gauge / digital | Mitutoyo | SPE-131010-1 (Bico longo) | 0 a 1000 mm | External | Metrologia | 2020-07-26
NOV SPS BR | Scrapped | SYS-03011 | Vernier calliper gauge / digital | Mitutoyo | SPE-131010-1 (Bico longo) | 0 a 1000 mm | External | Metrologia | 2018-12-03
NOV SPS BR | For calibration | SYS-03012 | Vernier calliper gauge / digital | Mitutoyo | 573-614 (Bico deslizante) | 0 a 300 mm | External | Metrologia | 2025-05-21
Flexibles BR | Scrapped | SYS-03013 | Vernier calliper gauge / digital | Mitutoyo | 573-614 | 0 a 300mm | External | Laboratório | 2020-06-15
Flexibles BR | Scrapped | SYS-03014 | Goniometer | Mitutoyo | 187-502 | 4x90° | External | Metrologia | 2021-09-11
Flexibles BR | Scrapped | SYS-03015 | Goniometer | Mitutoyo | 187-502 | 4x90° | External | Metrologia | 2021-07-26
Flexibles BR | Scrapped | SYS-03016 | Goniometer | Mitutoyo | 187-502 | 4x90° | External | Metrologia | 2021-11-13
Flexibles BR | Scrapped | SYS-03017 | Torquimetro | Gedore | 4551-85/Tipo II - Classe A | 250 a 850 Nm | External | Metrologia - Laboratório Analítico - Em cima do armário | 2030-12-14
NOV SPS BR | In use | SYS-03018 | Torquimetro | Gedore | 4551-85/Tipo II - Classe A | 250 a 850 Nm | External | Montagem | 2025-09-25
Flexibles BR | Scrapped | SYS-03019 | Vernier calliper gauge / digital | Mitutoyo | 500-754-10 | 0 a 300mm | External | Engenharia | 2030-01-01
NOV SPS BR | In use | SYS-03020 | Meter counter | 0-Information missing | 166946-005 | - | External | Armadura de Pressão | 2025-07-15
NOV SPS BR | In use | SYS-03021 | Meter counter | 0-Information missing | Não consta | - | External | Armadura de Pressão | 2025-07-15
Flexibles BR | Scrapped | SYS-03022 | Cirkometer | Insize | 7114-950 | 20 a 300mm | External | Laboratório | 2019-03-09
Flexibles BR | Scrapped | SYS-03023 | Cirkometer | Insize | 7114-950 | 20 a 300mm | External | Laboratório | 2021-01-05
Flexibles BR | Scrapped | SYS-03024 | Cirkometer | Insize | Não consta | 300 a 700mm | External | Laboratório | 2018-09-17
Flexibles BR | Scrapped | SYS-03025 | Vernier calliper gauge / digital | Starrett | EC799A-6/150 | 0 a 150mm | External | Armadura de Pressão | 2021-09-29
Flexibles BR | Scrapped | SYS-03026 | Vernier calliper gauge / digital | Starrett | 799 | 0 a 150 mm | External | Metrologia | 2024-03-18
Flexibles BR | Scrapped | SYS-03027 | Vernier calliper gauge / digital | Starrett | EC799A-6/150 | 0 a 150mm | External | Metrologia | 2022-07-12
NOV SPS BR | In use | SYS-03028 | Vernier calliper gauge / digital | Starrett | EC799A-6/150 (Universal) | 0 a 150 mm | External | Extrusora | 2025-09-04
NOV SPS BR | Stand by | SYS-03029 | Cirkometer | Schwenk | CJU2200 (Largura: 16 mm) | 300 a 700 mm | External | Metrologia | 2031-01-05
NOV SPS BR | Stand by | SYS-03030 | Cirkometer | Schwenk | CJU2200 (Largura: 16 mm) | 300 a 700 mm | External | Metrologia | 2031-01-05
Flexibles BR | Scrapped | SYS-03031 | Cirkometer | Schwenk | CJU2200 (Largura: 16 mm) | 300 a 700 mm | External | Metrologia | 2024-09-21
Flexibles BR | Scrapped | SYS-03032 | Cirkometer | Schwenk | CJU2200 | 300 a 700 mm | External | Metrologia | 2024-02-04
Flexibles BR | Scrapped | SYS-03033 | Dispositivo de Içamento Bobina | 0-Information missing | - | 0 a 10t | External | Armadura de Pressão | 2030-01-01
Flexibles BR | Scrapped | SYS-03034 | Dispositivo de Içamento Bobina | 0-Information missing | - | 0 a 10t | External | Armadura de Pressão | 2030-01-01
Flexibles BR | Scrapped | SYS-03035 | Feeler Gauge | Starrett | 667M-40 | 0,40mm | External | Laboratório | 2019-06-05
Flexibles BR | Scrapped | SYS-03036 | Feeler Gauge | Starrett | 667M-40 | 0,40mm | External | Montagem | 2030-01-01
Flexibles BR | Scrapped | SYS-03037 | Feeler Gauge | Starrett | - | 0,40mm | External | Manutenção | 2019-10-16
Flexibles BR | Scrapped | SYS-03038 | Feeler Gauge | Starrett | 667M-40 | 0,40mm | External | Laboratório | 2020-01-16
Flexibles BR | Scrapped | SYS-03039 | Feeler Gauge | Starrett | 667M-50 | 0,50mm | External | Laboratório | 2019-09-12
Flexibles BR | Scrapped | SYS-03040 | Feeler Gauge | Starrett | 667M-50 | 0,50mm | External | Laboratório | 2019-10-17
Flexibles BR | Scrapped | SYS-03041 | Feeler Gauge | Starrett | 667M-50 | 0,50mm | External | Laboratório | 2018-10-17
Flexibles BR | Scrapped | SYS-03042 | Feeler Gauge | Starrett | 667M-50 | 0,50mm | External | Laboratório | 2019-09-13
Flexibles BR | Scrapped | SYS-03043 | Feeler Gauge | Starrett | 667M-1 | 1mm | External | Laboratório | 2019-10-23
Flexibles BR | Scrapped | SYS-03044 | Feeler Gauge | Starrett | 667M-1 | 1mm | External | Laboratório | 2019-06-27
Flexibles BR | Scrapped | SYS-03045 | Feeler Gauge | Starrett | 667M-1 | 1mm | External | Laboratório | 2019-05-23
Flexibles BR | Scrapped | SYS-03046 | Feeler Gauge | Starrett | 667M-1 | 1mm | External | Laboratório | 2019-07-18
Flexibles BR | Scrapped | SYS-03047 | Trena | Starrett | TS34-5ME | 0 a 5000 mm | External | BANOV | 2024-06-11
Flexibles BR | Scrapped | SYS-03048 | Trena | Starrett | TS34-5ME | 0 a 5000mm | External | Armadura de Pressão | 2021-07-09
Flexibles BR | Scrapped | SYS-03049 | Trena | Starrett | TS34-5ME | 0 a 5000mm | External | Montagem | 2021-04-27
Flexibles BR | Scrapped | SYS-03050 | Trena | Starrett | TS34-5ME | 0 a 5000mm | External | Armadura de Tração | 2021-08-25
Flexibles BR | Scrapped | SYS-03051 | Trena | Starrett | TS34-5ME | 0 a 5000mm | External | Metrologia | 2030-01-01
Flexibles BR | Scrapped | SYS-03052 | Trena | Starrett | TS34-5ME | 0 a 5000 mm | External | Movimentação (Rigger) | 2024-06-21
Flexibles BR | Scrapped | SYS-03053 | Trena | Starrett | TS34-5ME | 0 a 5000mm | External | Armadura de Pressão | 2020-05-25
Flexibles BR | Scrapped | SYS-03054 | Trena | Starrett | TS34-5ME | 0 a 5000 mm | External | Armadura de Pressão | 2023-09-07
NOV SPS BR | In use | SYS-03055 | Trena | Starrett | TS34-5ME | 0 a 5000 mm | External | PRESSÃO | 2026-02-21
Flexibles BR | Scrapped | SYS-03056 | Trena | Starrett | TS34-5ME | 0 a 5000mm | External | Armadura de Tração | 2021-09-16
Flexibles BR | Scrapped | SYS-03057 | Trena | Starrett | TS34-5ME | 0 a 5000 mm | External | Base logística | 2024-06-04
Flexibles BR | Scrapped | SYS-03058 | Trena | Starrett | TS34-5ME | 0 a 5000mm | External | Armadura de Pressão | 2019-07-12
Flexibles BR | Scrapped | SYS-03059 | Trena | Starrett | TS34-5ME | 0 a 5000mm | External | Metrologia | 2030-01-01
Flexibles BR | Scrapped | SYS-03060 | Feeler Gauge | Starrett | 66MTS | 0,05 a 1mm | External | Montagem | 2021-07-23
Flexibles BR | Scrapped | SYS-03061 | Feeler Gauge | Starrett | 66MTS | 0,05 a 1mm | External | Carcaça | 2021-09-29
Flexibles BR | Scrapped | SYS-03062 | Feeler Gauge | Starrett | 66MTS | 0,05 a 1mm | External | Carcaça | 2021-11-01
Flexibles BR | Scrapped | SYS-03063 | Feeler Gauge | Starrett | 66MTS | 0,05 a 1mm | External | WPCO/WEF | 2030-01-01
NOV SPS BR | In use | SYS-03064 | Feeler Gauge | Starrett | 66MTS | 0,05 a 1 mm | External | PRESSÃO | 2026-02-28
NOV SPS BR | Scrapped | SYS-03065 | Feeler Gauge | Starrett | 66MTS | 0,05 a 1 mm | External | Pressão 2 | 2025-04-28
Flexibles BR | Scrapped | SYS-03066 | Feeler Gauge | Starrett | 66MTS | 0,05 a 1 mm | External | Pressão | 2024-08-29
NOV SPS BR | In use | SYS-03067 | Feeler Gauge | Starrett | 66MTS | 0,05 a 1mm | External | armadura de pressão | 2026-03-29
NOV SPS BR | Stand by | SYS-03068 | Feeler Gauge | Starrett | 66MTS | 0,05 a 1 mm | External | Metrologia | 2030-01-01
Flexibles BR | Scrapped | SYS-03069 | Feeler Gauge | Starrett | 66MTS | 0,05 a 1mm | External | Armadura de Pressão | 2022-07-30
NOV SPS BR | In use | SYS-03070 | Cirkometer | Schwenk | CJU950 (Largura:16 mm) | 20 a 300 mm | External | Tração | 2026-04-03
NOV SPS BR | In use | SYS-03071 | Cirkometer | Schwenk | CJU950 (Largura: 16 mm) | 20 a 300 mm | External | armadura de pressão | 2025-12-24
NOV SPS BR | In use | SYS-03072 | Cirkometer | Schwenk | CJU950 (Largura: 16 mm) | 20 a 300 mm | External | PRESSÃO | 2026-03-11
NOV SPS BR | In use | SYS-03073 | Cirkometer | Schwenk | CJU950 (Largura: 16 mm) | 20 a 300 mm | External | PRESSÃO | 2026-04-10
NOV SPS BR | In use | SYS-03074 | Cirkometer | Schwenk | CJU950 (Largura: 16 mm) | 20 a 300 mm | External | Armadura de tração-gaiola 2 | 2025-07-10
NOV SPS BR | Stand by | SYS-03075 | Inclinometer | Digimess | 272.300 | 0 a 360 (4 x 90°) | External | Metrologia | 2030-01-01
NOV SPS BR | In use | SYS-03076 | Relogio Comparador | Mitutoyo | 543-400B | 0 a 12,7 mm | External | WPCO | 2026-04-06
NOV SPS BR | In use | SYS-03077 | Relogio Comparador | Mitutoyo | 543-400B | 0 a 12,7 mm | External | WPCO | 2026-01-20
NOV SPS BR | In use | SYS-03078 | Relogio Comparador | Mitutoyo | 543-400B | 0 a 12.7 mm | External | Montagem | 2025-07-21
Flexibles BR | Stand by | SYS-03079 | Relogio Comparador | Mitutoyo | 2902S | 0 a 10 mm | External | Metrologia | 2030-07-12
NOV SPS BR | In use | SYS-03080 | Relogio Comparador | Mitutoyo | 2902S | 0 a 10 mm | External | Carcaça | 2026-05-23
Flexibles BR | Scrapped | SYS-03081 | Relogio Comparador | Mitutoyo | 2902S | 0 a 10mm | External | Metrologia - Laboratório Analítico | 2023-08-28
NOV SPS BR | Scrapped | SYS-03082 | Vernier calliper gauge / digital | Sylvac | 811.1406.10 (Bico Longo) | 0 a 600 mm | External | Metrologia | 2025-01-09
NOV SPS BR | Scrapped | SYS-03083 | Vernier calliper gauge / digital | Sylvac | 811.1406.10 (Bico Longo) | 0 a 600 mm | External | Metrologia | 2023-12-10
Flexibles BR | Scrapped | SYS-03084 | Vernier calliper gauge / digital | Mitutoyo | 573-614 | 0 a 300 mm | External | Metrologia | 2022-08-07
NOV SPS BR | For calibration | SYS-03085 | Vernier calliper gauge / digital | Mitutoyo | 573-614 ( Bico Deslizante) | 0 a 300 mm | External | Metrologia | 2021-04-29
NOV SPS BR | In use | SYS-03089 | Reference block | 0-Information missing | Circular | 8,8 mm | External | PRESSÃO | 2026-05-21
NOV SPS BR | In use | SYS-03090 | Reference block | 0-Information missing | Não consta | 8,8 mm | External | Armadura de Tração-Anti wear 2 | 2025-07-24
NOV SPS BR | For calibration | SYS-03091 | Reference block | 0-Information missing | Circular | 8,78 a 8,8 mm | External | Metrologia | 2030-12-29
NOV SPS BR | In use | SYS-03092 | Reference block | 0-Information missing | Não consta | 8,8 mm | External | Pressão | 2025-10-28
Flexibles BR | Stand by | SYS-03093 | Reference block | 0-Information missing | Não consta | 8,8 mm | External | Metrologia | 2030-12-22
Flexibles BR | Scrapped | SYS-03094 | Trena | 0-Information missing | - | 0 a 8000 mm | External | Laboratório | 2030-01-01
Flexibles BR | Scrapped | SYS-03095 | Reference block | 0-Information missing | Não consta | 4,45 mm | External | Metrologia | 2023-07-12
Flexibles BR | Scrapped | SYS-03096 | Goniometer | 0-Information missing | 187-502 | 0 a 360º | External | Metrologia | 2023-10-13
NOV SPS BR | In use | SYS-03098 | Reference block | 0-Information missing | Não consta | 4,45 mm | External | EXTRUSÃO | 2025-11-04
Flexibles BR | Stand by | SYS-03099 | Meter counter | 0-Information missing | 166946-005 | 0 a 99999 m | External | Metrologia | 2031-01-05
Flexibles BR | Stand by | SYS-03100 | Meter counter | 0-Information missing | 166946-005 | 0 a 99999 m | External | Metrologia | 2031-01-05
NOV SPS BR | In use | SYS-03101 | Cirkometer | Schwenk | CJU 2200 (Largura: 16 mm) | 300 a 700 mm | External | Armadura de pressão | 2025-07-22
NOV SPS BR | For calibration | SYS-03102 | Feeler Gauge | 0-Information missing | CF-020 | 0,05 A 1,00 mm | External | Metrologia | 2025-07-29
NOV SPS BR | Stand by | SYS-03103 | Feeler Gauge | Gedore | 702/20M | 0.05 a 1.00 mm | External | Metrologia | 2030-01-01
NOV SPS BR | Stand by | SYS-03104 | Feeler Gauge | Gedore | 702/20M | 0.05 a 1.00 mm | External | Metrologia | 2030-01-01
NOV SPS BR | Stand by | SYS-03105 | Feeler Gauge | Gedore | 702/20M | 0.05 a 1.00 mm | External | Metrologia | 2030-01-01
NOV SPS BR | Stand by | SYS-03106 | Feeler Gauge | Gedore | 702/20M | 0.05 a 1.00 mm | External | Metrologia | 2030-01-01
NOV SPS BR | In use | SYS-03107 | Vernier calliper gauge / digital | Sylvac | 811-2317-99 | 0 a 600 mm | External | Pressão | 2026-05-02
NOV SPS BR | In use | SYS-03108 | Vernier calliper gauge / digital | Mitutoyo | 573-604-20 | 0 a 300 mm | External | PRESSÃO | 2026-05-16
NOV SPS BR | In use | SYS-03109 | Vernier calliper gauge / digital | Mitutoyo | 573-604-20 | 0 a 300 mm | External | Pressão | 2026-05-21
NOV SPS BR | In use | SYS-04001 | Torquimetro | Gedore | 3550-20/Tipo II - Classe A | 20 a 200 Nm | External | Extrusão | 2025-04-18
Flexibles BR | Scrapped | SYS-04002 | Torquimetro | Gedore | 3550-20 | 20-200Nm | External | Armadura de Tração | 2014-11-16
Flexibles BR | Scrapped | SYS-04003 | Steel ruler | Mitutoyo | Não consta | 0-2000mm |  | Armadura de Tração | 2016-02-11
NOV SPS BR | In use | SYS-04004 | Steel ruler | Marberg | Não consta | 0 a 2000 mm | External | Metrologia | 2025-11-26
Flexibles BR | Scrapped | SYS-04005 | Cirkometer | Schwenk | CJU950 | 20-300mm | External | Armadura de Pressão | 2018-01-17
Flexibles BR | Scrapped | SYS-04006 | Cirkometer | Schwenk | CJU2200 | 300 a 700mm | External | Laboratório | 2018-12-13
Flexibles BR | Scrapped | SYS-04007 | Cirkometer | Schwenk | CJU950 | 20-300mm | External | Armadura de Tração | 2017-06-12
Flexibles BR | Scrapped | SYS-04008 | Goniometer | Mitutoyo | 187-901 | 4x90° | External | Metrologia | 2022-11-28
Flexibles BR | Stand by | SYS-04009 | Goniometer | Mitutoyo | 187-191 | 4x90° | External | Metrologia | 2031-01-05
Flexibles BR | Scrapped | SYS-04010 | Vernier calliper gauge / digital | Starrett | 799A-6/150 | 0-150mm | External | Armadura de Tração | 2015-11-24
Flexibles BR | Scrapped | SYS-04011 | Goniometer | Mitutoyo | 187-502 | 4x90° | External | Carcaça | 2021-03-07
NOV SPS BR | Stand by | SYS-04012 | Steel ruler | 0-Information missing | Carbografite | 0 a 1000 mm | External | Metrologia | 2031-01-05
Flexibles BR | Scrapped | SYS-04013 | Vernier calliper gauge / digital | Mitutoyo | 573-614 | 0-300mm | External | Armadura de Tração | 2015-09-05
Flexibles BR | Scrapped | SYS-04014 | Vernier calliper gauge / digital | Mitutoyo | 573-614 | 0 a 300 mm | External | Metrologia | 2019-01-26
Flexibles BR | Scrapped | SYS-04015 | Vernier calliper gauge / digital | Mitutoyo | 573-614 (Bico deslizante) | 0 a 300 mm | External | Metrologia | 2021-08-23
NOV SPS BR | For calibration | SYS-04016 | Paquimetro de profundidade | Starrett | 3753A | 0 a 150 mm | External | Metrologia | 2025-03-20
Flexibles BR | Scrapped | SYS-04017 | Paquimetro de profundidade | Starrett | 3753A | 0 a 150 mm | External | Metrologia | 2017-12-17
NOV SPS BR | For calibration | SYS-04018 | Vernier calliper gauge / digital | Mitutoyo | SPE-131010-1 (Bico Longo) | 0 a 1000 mm | External | Metrologia | 2024-06-16
NOV SPS BR | For calibration | SYS-04019 | Vernier calliper gauge / digital | Mitutoyo | SPE-131010-1 (Bico Longo) | 0 a 1000 mm | External | Metrologia | 2021-01-13
NOV SPS BR | Scrapped | SYS-04020 | Vernier calliper gauge / digital | Mitutoyo | SPE-131010-1 (Bico Longo) | 0 a 1000 mm | External | Metrologia | 2020-12-21
NOV SPS BR | Scrapped | SYS-04021 | Vernier calliper gauge / digital | Mitutoyo | SPE-131010-1 (Bico Longo) | 0 a 1000 mm | External | Metrologia | 2020-01-19
NOV SPS BR | In use | SYS-04022 | Alicate Amperímetro | Fluke | 376 | - | External | WLD | 2026-01-25
Flexibles BR | Scrapped | SYS-04023 | Massa Padrão | Magnaflux | Não consta | 5,5 kg | External | Metrologia | 2030-12-22
Flexibles BR | Scrapped | SYS-04024 | Infra red Thermometer | Fluke | 572-2 | -30 a 900 °C | External | Metrologia | 2022-06-27
Flexibles BR | Scrapped | SYS-04025 | Luximetro Digital | Minipa | MLM-1011 | - | External | Metrologia | 2030-01-01
Flexibles BR | Scrapped | SYS-04026 | Luximetro Digital | 0-Information missing | MLM-1011 | - | External | Extrusão | 2020-12-21
Flexibles BR | Scrapped | SYS-04027 | Medidor Campo Magnético | Magnaflux | PM200 | 5 a 300 gauss | External | Metrologia | 2022-04-18
NOV SPS BR | In use | SYS-04028 | Precision balance | Toledo | 9094C-5 | 0 a 15 kg | External | Engenharia de Materiais | 2025-03-30
Flexibles BR | Scrapped | SYS-04029 | Precision balance | Toledo | 2180 Classe: lll | 0 a 10000 kg | External | Rewinder | 2031-01-05
Flexibles BR | Stand by | SYS-04030 | Vernier calliper gauge / digital | Starrett | 799 (Bico de medição interna) | 0 a 600 mm | External | Metrologia | 2030-02-09
Flexibles BR | Scrapped | SYS-04031 | Termo-Higrômetro Digital | Minipa | MTH-1362 | 50-1000°C | External | Laboratório | 2030-01-01
NOV SPS BR | For calibration | SYS-04032 | Goniometer | Mitutoyo | 187-502 | 4x90° | External | Armadura de pressão | 2025-05-28
NOV SPS BR | In use | SYS-04033 | Goniometer | Mitutoyo | 187-502 | 4x90° | External | Carcaça 2 | 2026-05-21
NOV SPS BR | In use | SYS-04034 | Goniometer | Mitutoyo | 187-502 | 4x90° | External | PRESSÃO | 2025-11-26
Flexibles BR | Scrapped | SYS-04035 | Steel ruler | 0-Information missing | 8664 | 0 a 1000mm | External | Montagem | 2023-08-02
NOV SPS BR | In use | SYS-04036 | Digital thermometer | Eurotherm | Eurotherm AB | 550 a 1000 °C | External | WLD | 2025-07-17
NOV SPS BR | For calibration | SYS-04037 | Paquimetro de profundidade | Starrett | 3753A/150 | 0 a 150 mm | External | Metrologia | 2025-04-07
Flexibles BR | Scrapped | SYS-04038 | Torquimetro | Gedore | 3550-20 | 20 a 200Nm | External | Armadura de Tração | 2030-02-18
Flexibles BR | Scrapped | SYS-04039 | Torquimetro | Gedore | 3550-20 | 20 a 200Nm | External | Armadura de Tração | 2019-02-18
NOV SPS BR | For calibration | SYS-04040 | Steel ruler | Kingtools | 600.007 | 0 a 1000 mm | External | Metrologia | 2025-01-07
NOV SPS BR | For external calibration | SYS-04041 | Steel ruler | Kingtools | 600.007 | 0 a 1000mm | External | Metrologia | 2022-03-21
NOV SPS BR | In use | SYS-04042 | Steel ruler | Kingtools | 600.008 | 0 a 1500 mm | External | Insulation | 2025-04-01
NOV SPS BR | In use | SYS-04043 | Steel ruler | Kingtools | 600.008 | 0 a 1500 mm | External | TRAÇÃO | 2026-04-22
NOV SPS BR | For external calibration | SYS-04044 | Steel ruler | Kingtools | 600.009 | 0 a 2000mm | External | Metrologia | 2022-07-17
NOV SPS BR | In use | SYS-04045 | Steel ruler | Kingtools | 600.009 | 0 a 2000 mm | External | Montagem | 2026-04-20
NOV SPS BR | In use | SYS-04046 | Meter counter | 0-Information missing | Não consta | - | External | Armadura de Tração | 2025-07-15
NOV SPS BR | In use | SYS-04047 | Meter counter | 0-Information missing | Não consta | - | Internal | Insulation | 2025-07-15
Flexibles BR | Scrapped | SYS-04048 | Cirkometer | Insize | 7114-950 | 20 a 300mm | External | Laboratório | 2019-08-04
Flexibles BR | Scrapped | SYS-04049 | Cirkometer | Insize | 7114-950 | 20 a 300mm | External | Laboratório | 2018-08-29
NOV SPS BR | In use | SYS-04050 | Cirkometer | Schwenk | CJU950 (Largura: 16 mm) | 20 a 300 mm | External | Armadura de tração | 2024-07-19
Flexibles BR | Scrapped | SYS-04051 | Cirkometer | Schwenk | CJU950 | 20 a 300mm | External | Laboratório | 2019-04-08
NOV SPS BR | For calibration | SYS-04052 | Cirkometer | Schwenk | CJU950 (Largura: 16 mm) | 20 a 300 mm | External | Metrologia | 2024-07-16
NOV SPS BR | Scrapped | SYS-04053 | Cirkometer | Schwenk | CJU2200 | 300 a 700mm | External | Laboratory | 2021-03-09
Flexibles BR | Scrapped | SYS-04054 | Cirkometer | Schwenk | CJU2200 | 300 a 700mm | External | Armadura de Tração | 2020-09-01
Flexibles BR | Scrapped | SYS-04055 | Cirkometer | Schwenk | CJU2200 | 300 a 700mm | External | Insulation | 2019-09-26
Flexibles BR | Scrapped | SYS-04056 | Trena | Starrett | TS34-5ME | 0 a 5000mm | External | Armadura de Tração | 2021-05-15
Flexibles BR | Scrapped | SYS-04057 | Trena | Starrett | TS34-5ME | 0 a 5000mm | External | Laboratório | 2018-05-18
Flexibles BR | Scrapped | SYS-04058 | Trena | Starrett | TS34-5ME | 0 a 5000mm | External | Armadura de Tração | 2020-10-25
Flexibles BR | Scrapped | SYS-04059 | Trena | Starrett | TS34-5ME | 0 a 5000mm | External | Armadura de Tração | 2021-04-26
NOV SPS BR | In use | SYS-04060 | Trena | Starrett | TS34-5ME | 0 a 5000 mm | External | Tração | 2025-05-15
Flexibles BR | Scrapped | SYS-04061 | Trena | Starrett | TS34-5ME | 0 a 5000mm | External | Armadura de Tração | 2021-04-07
Flexibles BR | Scrapped | SYS-04062 | Trena | Starrett | TS34-5ME | 0 a 5000mm | External | Montagem | 2023-12-07
Flexibles BR | Scrapped | SYS-04063 | Trena | Starrett | TS34-5ME | 0 a 5000mm | External | Armadura de Tração | 2019-10-07
Flexibles BR | Scrapped | SYS-04064 | Trena | Starrett | TS34-5ME | 0 a 5000mm | External | Armadura de Tração | 2020-11-30
Flexibles BR | Scrapped | SYS-04065 | Trena | Starrett | TS34-5ME | 0 a 5000mm | External | Armadura de Tração | 2019-08-19
Flexibles BR | Scrapped | SYS-04066 | Trena | Starrett | TS34-5ME | 0 a 5000 mm | External | TRAÇÃO | 2023-08-25
Flexibles BR | Scrapped | SYS-04067 | Trena | Starrett | TS34-5ME | 0 a 5000mm | External | Armadura de Tração | 2019-08-11
Flexibles BR | Scrapped | SYS-04068 | Cirkometer | Schwenk | C330 | 200 a 330 mm | External | Metrologia - Laboratório Analítico | 2030-12-15
Flexibles BR | Scrapped | SYS-04069 | Cirkometer | Schwenk | C330 | 200 a 330 mm | External | Metrologia - Laboratório Analítico | 2030-12-22
Flexibles BR | Scrapped | SYS-04070 | Cirkometer | Schwenk | C330 | 200 a 330 mm | External | Metrologia - Laboratório Analítico | 2030-12-22
Flexibles BR | Scrapped | SYS-04071 | Cirkometer | Schwenk | C330 | 200 a 330 mm | External | Metrologia - Laboratório Analítico | 2030-12-22
Flexibles BR | Scrapped | SYS-04072 | Cirkometer | Schwenk | C330 | 200 a 330 mm | External | Metrologia - Laboratório Analítico | 2030-12-21
Flexibles BR | Scrapped | SYS-04073 | Cirkometer | Schwenk | C330 | 200 a 330 mm | External | Metrologia - Laboratório Analítico | 2030-12-22
Flexibles BR | Scrapped | SYS-04074 | Cirkometer | Schwenk | C330 | 200 a 330 mm | External | Metrologia - Laboratório Analítico | 2030-12-14
Flexibles BR | Scrapped | SYS-04075 | Cirkometer | Schwenk | C330 | 200 a 330 mm | External | Metrologia - Laboratório Analítico | 2030-12-21
Flexibles BR | Scrapped | SYS-04076 | Cirkometer | Schwenk | C330 | 200 a 330 mm | External | Metrologia - Laboratório Analítico | 2030-12-22
Flexibles BR | Scrapped | SYS-04077 | Cirkometer | Schwenk | C330 | 200 a 330 mm | External | Metrologia - Laboratório Analítico | 2030-12-31
Flexibles BR | Scrapped | SYS-04078 | Cirkometer | Schwenk | C330 | 200 a 330 mm | External | Metrologia - Laboratório Analítico | 2030-12-14
Flexibles BR | Scrapped | SYS-04079 | Cirkometer | Schwenk | C330 | 200 a 330 mm | External | Metrologia - Laboratório Analítico | 2031-01-02
NOV SPS BR | Stand by | SYS-04080 | Torquimetro | Gedore | DMK 400 KS/ Tipo II - Classe A | 80 a 400 Nm | External | Metrologia | 2030-01-01
Flexibles BR | Scrapped | SYS-04081 | Torquimetro | Gedore | DMK 400 KS/ Tipo II - Classe A | 80 a 400 Nm | External | Metrologia - Laboratório Analítico | 2030-12-21
NOV SPS BR | Scrapped | SYS-04082 | Vernier calliper gauge / digital | Mitutoyo | 500-752-20 (Universal) | 0 a 150 mm | External | Metrologia | 2030-08-27
NOV SPS BR | For calibration | SYS-04083 | Vernier calliper gauge / digital | Mitutoyo | 500-752-20 (Universal) | 0 a 150 mm | External | Metrologia | 2030-07-16
NOV SPS BR | In use | SYS-04084 | Vernier calliper gauge / digital | Mitutoyo | 500-752-20 (Universal) | 0 a 150mm | External | Tração | 2024-07-16
NOV SPS BR | For calibration | SYS-04085 | Vernier calliper gauge / digital | Mitutoyo | 500-752-20 (Universal) | 0 a 150 mm | External | Montagem | 2025-05-12
Flexibles BR | Scrapped | SYS-04086 | Manometer | Tecsis | CL 1.6 | 0 a 400bar | External | Armadura de Tração - VP-011 | 2022-07-24
Flexibles BR | Scrapped | SYS-04087 | Manometer | Tecsis | CL 1.6 | 0 a 400bar | External | Armadura de Tração - VP-012 | 2020-11-05
Flexibles BR | Scrapped | SYS-04088 | Manometer | Tecsis | CL 1.6 | 0 a 400bar | External | Armadura de Tração - VP-011 | 2022-07-24
Flexibles BR | Scrapped | SYS-04089 | Manometer | Tecsis | CL 1.6 | 0 a 400bar | External | Armadura de Tração - VP-014 | 2022-07-24
NOV SPS BR | In use | SYS-04090 | Inclinometer | Digimess | 272300 | 0 a 360° (4x90°) | External | INSULATION | 2025-10-15
NOV SPS BR | Scrapped | SYS-04091 | Precision balance | Digitron | UL5000 | 0 a 5.000 kg | External | Armadura de Tração | 2021-06-15
Flexibles BR | Scrapped | SYS-04092 | Vernier calliper gauge / digital | Mitutoyo | 573-614 | 0 a 300 mm | External | Metrologia | 2021-09-16
NOV SPS BR | Scrapped | SYS-04093 | Vernier calliper gauge / digital | Mitutoyo | 573-614 (Bico deslizante) | 0 a 300 mm | External | Metrologia | 2025-07-22
NOV SPS BR | In use | SYS-04097 | Reference block | 0-Information missing | Não consta | 8,8 mm | External | INSULATION | 2025-10-02
NOV SPS BR | Stand by | SYS-04098 | Reference block | 0-Information missing | Não consta | 8,8 mm | External | Metrologia | 2030-01-01
Flexibles BR | Stand by | SYS-04099 | Reference block | 0-Information missing | Não consta | 8,8 mm | External | Metrologia | 2031-01-05
NOV SPS BR | For calibration | SYS-04100 | Reference block | 0-Information missing | Circular | 8,78 a 8,8 mm | External | Metrologia - Laboratório Analítico | 2030-12-22
NOV SPS BR | Stand by | SYS-04101 | Reference block | 0-Information missing | Não consta | 8,8 mm | External | Metrologia | 2025-11-04
Flexibles BR | Scrapped | SYS-04102 | Manometer | Wika | 213.53.063B | 0 a 400kgf/cm² (0 a 6000 psi) | External | Extrusão | 2021-03-29
Flexibles BR | Scrapped | SYS-04103 | Manometer | Wika | 213.53.063B | 0 a 400kgf/cm² (0 a 6000 psi) | External | Extrusão | 2021-03-29
Flexibles BR | Scrapped | SYS-04104 | Manometer | Wika | 213.53.063B | 0 a 400kgf/cm² (0 a 6000 psi) | External | Extrusão(Caterpillar) | 2022-08-24
Flexibles BR | Scrapped | SYS-04105 | Manometer | Wika | 213.53.063B | 0 a 400kgf/cm² (0 a 6000 psi) | External | Armadura de Tração (Caterpillar) | 2021-03-29
Flexibles BR | Scrapped | SYS-04106 | Manometer | Famabras | - | 0 a 250 bar | External | Armadura de Tração (Caterpillar) | 2021-03-29
Flexibles BR | Scrapped | SYS-04107 | Manometer | Famabras | - | 0 a 250bar | External | Extrusão 3 (Caterpillar-saida) | 2023-07-28
Flexibles BR | Scrapped | SYS-04108 | Manometer | Famabras | - | 0 a 250bar | External | Armadura de Tração (Caterpillar) | 2021-03-29
Flexibles BR | Scrapped | SYS-04109 | Manometer | Famabras | - | 0 a 250bar | External | Armadura de Tração (Caterpillar) | 2021-03-29
Flexibles BR | Scrapped | SYS-04110 | Manometer | Famabras | - | 0 a 250bar | External | Armadura de Tração (Caterpillar) | 2021-03-29
Flexibles BR | Scrapped | SYS-04111 | Manometer | 0-Information missing | - | 0 a 250bar | External | Armadura de Tração (Caterpillar) | 2021-04-29
Flexibles BR | Scrapped | SYS-04112 | Manometer | Tecsis | Não consta | 0 a 250 bar | External | Armadura de Tração - VP-013 | 2023-10-27
Flexibles BR | Scrapped | SYS-04113 | Manometer | Tecsis | Não consta | 0 a 250 bar | External | Armadura de Tração - VP-011 | 2023-10-27
Flexibles BR | Scrapped | SYS-04114 | Manometer | 0-Information missing | - | 0 a 250 bar | External | Armadura de Tração - VP-014 | 2022-10-27
Flexibles BR | Scrapped | SYS-04115 | Manometer | 0-Information missing | Não consta | 0 a 250 bar | External | Armadura de Tração - VP-012 | 2023-10-27
Flexibles BR | Scrapped | SYS-04116 | Manometer | Tecsis | Não consta | 0 a 250 bar | External | Armadura de Tração - VP-012 | 2023-10-27
Flexibles BR | Scrapped | SYS-04117 | Manometer | Tecsis | Não consta | 0 a 250 bar | External | Armadura de Tração - VP-014 | 2023-10-27
NOV SPS BR | In use | SYS-04118 | Dynamometer | 0-Information missing | Filizola IWB | 0 a 3000 Kg | External | Tração | 2026-02-17
Flexibles BR | Scrapped | SYS-04119 | Trena | 0-Information missing | CHAVEIRO | 0 a 2 m | External | Armadura de Tração | 2030-08-08
Flexibles BR | Scrapped | SYS-04120 | Trena | 0-Information missing | CHAVEIRO | 0 a 2 m | External | Armadura de Tração | 2030-08-04
Flexibles BR | Scrapped | SYS-04121 | Trena | 0-Information missing | CHAVEIRO | 0 a 2 m | External | Armadura de Tração | 2030-08-04
Flexibles BR | Scrapped | SYS-04122 | Trena | 0-Information missing | CHAVEIRO | 0 a 2 m | External | Armadura de Tração | 2030-08-04
Flexibles BR | Scrapped | SYS-04123 | Trena | 0-Information missing | CHAVEIRO | 0 a 2 m | External | Armadura de Tração | 2030-08-04
Flexibles BR | Scrapped | SYS-04124 | Trena | 0-Information missing | CHAVEIRO | 0 a 2 m | External | Armadura de Tração | 2031-08-04
Flexibles BR | Scrapped | SYS-04125 | Trena | 0-Information missing | CHAVEIRO | 0 a 2 m | External | Armadura de Tração | 2030-08-04
Flexibles BR | Scrapped | SYS-04126 | Trena | 0-Information missing | CHAVEIRO | 0 a 2 m | External | Armadura de Tração | 2030-08-04
Flexibles BR | Scrapped | SYS-04127 | Trena | 0-Information missing | CHAVEIRO | 0 a 2 m | External | Armadura de Tração | 2030-08-04
NOV SPS BR | Scrapped | SYS-04128 | Trena | Starrett | TS34-5ME | 0 a 5000mm | External | Tração | 2030-01-01
NOV SPS BR | Scrapped | SYS-04129 | Trena | Starrett | TS34-5ME | 0 a 5000mm | External | Tração | 2030-01-01
NOV SPS BR | Stand by | SYS-04130 | Reference block | 0-Information missing | Não consta | 4,44 mm | External | Metrologia | 2030-01-26
Flexibles BR | Scrapped | SYS-04131 | Goniometer | 0-Information missing | 187-502 | 0 a 360 º | External | Metrologia | 2023-10-13
Flexibles BR | Stand by | SYS-04133 | Dynamometer | 0-Information missing | Filizola IWB | 0 a 3000 kg | External | Metrologia | 2031-01-05
NOV SPS BR | For calibration | SYS-04134 | Dynamometer | 0-Information missing | Filizola IWB | 0 a 3000 kg | External | Tração | 2025-03-18
NOV SPS BR | Stand by | SYS-04135 | Reference block | 0-Information missing | Não consta | 4,45 mm | External | Metrologia | 2030-01-01
NOV SPS BR | In use | SYS-04136 | Trena | Starrett | TS34-5ME | 0 a 5000 mm | External | Tração | 2024-12-03
NOV SPS BR | In use | SYS-04137 | Trena | Starrett | TS34-5ME | 0 a 5000 mm | External | Tração | 2024-11-09
Flexibles BR | In use | SYS-04138 | Trena | Starrett | TS510-20M | 0 a 20000 mm | External | Montagem | 2025-05-30
NOV SPS BR | For calibration | SYS-04139 | Trena | Starrett | TS510-20M | 0 a 20000 mm | External | WPCO | 2025-02-20
NOV SPS BR | In use | SYS-04140 | Trena | Starrett | TS510-20M | 0 a 20000 mm | External | Metrologia | 2024-12-05
Flexibles BR | Scrapped | SYS-04141 | Trena | Starrett | TS510-20M | 0 a 20000 mm | External | Metrologia | 2025-04-13
NOV SPS BR | For calibration | SYS-04142 | Trena | Starrett | TS510-20M | 0 a 20000 mm | External | Metrologia | 2025-04-24
NOV SPS BR | For external calibration | SYS-04143 | Trena | Starrett | TS510-20M | 0 a 20000 mm | External | Metrologia | 2030-01-01
NOV SPS BR | Stand by | SYS-04144 | Cirkometer | Schwenk | CJU 2200 (Largura: 16 mm) | 300 a 700 mm | External | Metrologia | 2030-01-01
Flexibles BR | Stand by | SYS-04145 | Cirkometer | Schwenk | CJU 2200 (Largura: 16 mm) | 300 a 700 mm | External | Metrologia | 2031-01-05
Flexibles BR | Stand by | SYS-04146 | Meter counter | 0-Information missing | 166946-005 | 0 a 99999 m | External | Metrologia | 2031-01-05
Flexibles BR | Stand by | SYS-04147 | Meter counter | 0-Information missing | 166946-005 | 0 a 99999 m | External | Metrologia | 2031-01-05
NOV SPS BR | Stand by | SYS-04148 | Cirkometer | Schwenk | CJU 2200 (Largura: 16 mm) | 300 a 700 mm | External | Metrologia | 2031-01-05
NOV SPS BR | In use | SYS-04149 | Cirkometer | Schwenk | CJU 2200 (Largura: 16 mm) | 300 a 700 mm | External | armadura tração | 2025-10-08
NOV SPS BR | For calibration | SYS-04150 | Cirkometer | Schwenk | CJU 2200 (Largura: 16 mm) | 300 a 700 mm | External | Metrologia | 2025-08-26
NOV SPS BR | Stand by | SYS-04151 | Cirkometer | Schwenk | CJU 2200 (Largura: 16 mm) | 300 a 700 mm | External | Metrologia | 2030-11-22
NOV SPS BR | In use | SYS-04152 | Cirkometer | Schwenk | CJU 2200 (Largura: 16 mm) | 300 a 700 mm | External | Extrusão | 2025-12-03
NOV SPS BR | Stand by | SYS-04153 | Cirkometer | Schwenk | CJU 950 (Largura: 16 mm) | 20 a 300 mm | External | Metrologia | 2031-01-05
NOV SPS BR | For calibration | SYS-04154 | Cirkometer | Schwenk | CJU 950 (Largura: 16 mm) | 20 a 300 mm | External | Tração | 2025-06-10
NOV SPS BR | Stand by | SYS-04155 | Paquimetro de profundidade | Mitutoyo | 571-202-30 | 0 a 200 mm | External | Metrologia | 2031-01-05
NOV SPS BR | Stand by | SYS-04156 | Vernier calliper gauge / digital | Sylvac | 811-2317-99 | 0 a 600 mm | External | Metrologia | 2030-01-01
NOV SPS BR | Stand by | SYS-04157 | Vernier calliper gauge / digital | Sylvac | 811-2317-99 | 0 a 600 mm | External | Metrologia | 2030-01-01
NOV SPS BR | Stand by | SYS-04158 | Vernier calliper gauge / digital | Mitutoyo | 573-604-20 | 0 a 300 mm | External | Metrologia | 2030-01-01
NOV SPS BR | In use | SYS-05001 | Trena | Starrett | TX34-5ME | 0 a 5000 mm | External | BANOV - Base Logística | 2024-09-02
NOV SPS BR | For calibration | SYS-05002 | Trena | Starrett | TX34-5ME | 0 a 5000 mm | External | Metrologia | 2024-09-02
NOV SPS BR | In use | SYS-05003 | Trena | Starrett | TX34-5ME | 0 a 5000 mm | External | BANOV - Base Logística | 2024-09-02
NOV SPS BR | For calibration | SYS-05004 | Trena | Starrett | TX34-5ME | 0 a 5000 mm | External | BANOV - Base Logística | 2024-09-02
NOV SPS BR | In use | SYS-05005 | Trena | Starrett | TX34-5ME | 0 a 5000 mm | External | BANOV - Base Logística | 2024-09-02
NOV SPS BR | In use | SYS-05006 | Trena | Starrett | TX34-5ME | 0 a 5000 mm | External | BANOV - Base Logística | 2024-09-02
NOV SPS BR | In use | SYS-05007 | Trena | Starrett | TX34-5ME | 0 a 5000 mm | External | BANOV - Base Logística | 2024-09-02
NOV SPS BR | In use | SYS-05008 | Trena | Starrett | TX34-5ME | 0 a 5000 mm | External | BANOV - Base Logística | 2024-09-02
NOV SPS BR | In use | SYS-05009 | Trena | Starrett | TX34-5ME | 0 a 5000 mm | External | BANOV - Base Logística | 2024-09-02
NOV SPS BR | In use | SYS-05010 | Trena | Starrett | TX34-5ME | 0 a 5000 mm | External | BANOV - Base Logística | 2024-09-02
NOV SPS BR | In use | SYS-05011 | Trena | Starrett | TX34-5ME | 0 a 5000 mm | External | BANOV - Base Logística | 2024-09-02
NOV SPS BR | In use | SYS-05012 | Trena | Starrett | TX34-5ME | 0 a 5000 mm | External | BANOV - Base Logística | 2024-09-02
NOV SPS BR | In use | SYS-05013 | Trena | Starrett | TX34-5ME | 0 a 5000 mm | External | BANOV - Base Logística | 2024-09-02
NOV SPS BR | In use | SYS-05014 | Trena | Starrett | TX34-5ME | 0 a 5000 mm | External | BANOV - Base Logística | 2024-09-02
NOV SPS BR | For calibration | SYS-05015 | Trena | Starrett | TX34-5ME | 0 a 5000 mm | External | Metrologia | 2024-09-02
NOV SPS BR | In use | SYS-05016 | Trena | 0-Information missing | Carbografite FG 2001 | 0 a 20 metros | External | BANOV - Base Logística | 2024-09-02
NOV SPS BR | In use | SYS-05017 | Trena | 0-Information missing | Carbografite FG 2001 | 0 a 20 metros | External | BANOV - Base Logística | 2024-09-02
NOV SPS BR | In use | SYS-05018 | Trena | 0-Information missing | Trena a laser - Bosch GLM 50-12 | 0 a 50 metros | External | BANOV - Base Logística | 2024-09-02
NOV SPS BR | In use | SYS-05019 | Ultra sound measuring device | Olympus | 45MG Waveform | 0 a 3,933 in (0 a 99,898 mm) | External | Base Logística | 2025-03-04
NOV SPS BR | In use | SYS-05020 | Relogio Comparador | Insize | 2142-102 (Medidor de Profundidade) | 0 a 12,7 mm | External | Metrologia | 2025-12-23
NOV SPS BR | In use | SYS-05021 | Relogio Comparador | Insize | 2142-102 (Medidor de Profundidade) | 0 a 12,7 mm | External | BANOV | 2026-01-02
NOV SPS BR | In use | SYS-05022 | Relogio Comparador | Insize | 2142-102 (Medidor de Profundidade) | 0 a 12,7 mm | External | Metrologia | 2025-12-23
NOV SPS BR | In use | SYS-05023 | Relogio Comparador | Insize | 2142-102 (Medidor de Profundidade) | 0 a 12,7 mm | External | Metrologia | 2025-12-23
NOV SPS BR | Stand by | SYS-05024 | Ultra sound measuring device | 0-Information missing | 45MG Waveform | 0 a 100 mm | External | Base Logistica | 2025-11-10
NOV SPS BR | In use | SYS-05025 | Ultra sound measuring device | 0-Information missing | 45MG Waveform | 0 a 100 mm | External | BANOV | 2026-01-02
NOV SPS BR | In use | SYS-05026 | Vernier calliper gauge / digital | Sylvac | 811-1410-10 (Bico longo) | 0 a 1000 mm | External | Metrologia | 2025-12-23
NOV SPS BR | In use | SYS-05027 | Vernier calliper gauge / digital | Sylvac | 811-1406-10 (Bico longo) | 0 a 600 mm | External | BANOV | 2026-01-02
NOV SPS BR | In use | SYS-05028 | Vernier calliper gauge / digital | Sylvac | 811-1406-10 (Bico longo) | 0 a 600 mm | External | Laboratório | 2025-12-23
NOV SPS BR | In use | SYS-05029 | Vernier calliper gauge / digital | Sylvac | 811-1406-10 (Bico longo) | 0 a 600 mm | External | Laboratório | 2025-12-23
NOV SPS BR | In use | SYS-05030 | Vernier calliper gauge / digital | Sylvac | 811-1406-10 (Bico longo) | 0 a 600 mm | External | Laboratório | 2025-12-23
NOV SPS BR | In use | SYS-05031 | Vernier calliper gauge / digital | Sylvac | 811-1406-10 (Bico longo) | 0 a 600 mm | External | Laboratório | 2025-12-23
NOV SPS BR | In use | SYS-05032 | Vernier calliper gauge / digital | Sylvac | 811-1406-10 (Bico longo) | 0 a 600 mm | External | Laboratório | 2025-12-23
NOV SPS BR | In use | SYS-05033 | Vernier calliper gauge / digital | Sylvac | 811-1406-10 (Bico longo) | 0 a 600 mm | External | Laboratório | 2025-12-23
NOV SPS BR | In use | SYS-05034 | Vernier calliper gauge / digital | Sylvac | 811-1406-10 (Bico longo) | 0 a 600 mm | External | Montagem | 2025-12-23
NOV SPS BR | In use | SYS-05035 | Ultra sound measuring device | 0-Information missing | 45MG Waveform | 0 a 100 mm | External | Metrologia | 2025-12-23
NOV SPS BR | In use | SYS-05036 | Ultra sound measuring device | 0-Information missing | 45MG Waveform | 0 a 100 mm | External | Metrologia | 2025-12-23
NOV SPS BR | In use | SYS-05037 | Ultra sound measuring device | 0-Information missing | 45MG Waveform | 0 a 100 mm | External | Metrologia | 2025-12-23
NOV SPS BR | In use | SYS-05038 | Ultra sound measuring device | 0-Information missing | 45MG Waveform | 0 a 100 mm | External | Metrologia | 2025-12-23
NOV SPS BR | In use | SYS-05039 | Ultra sound measuring device | 0-Information missing | 45MG Waveform | 0 a 100 mm | External | Metrologia | 2025-12-23
NOV SPS BR | In use | SYS-05040 | Ultra sound measuring device | 0-Information missing | 45MG Waveform | 0 a 100 mm | External | Metrologia | 2025-12-23
NOV SPS BR | In use | SYS-05041 | Ultra sound measuring device | 0-Information missing | 45MG Waveform | 0 a 100 mm | External | Metrologia | 2025-12-23
NOV SPS BR | For calibration | SYS-05042 | Vernier calliper gauge / digital | Sylvac | 810-1536-10 | 0 a 300 mm | External | BANOV | 2025-11-26
NOV SPS BR | In use | SYS-05043 | Vernier calliper gauge / digital | Sylvac | 810-1536-10 | 0 a 300 mm | External | Metrologia | 2025-12-23
NOV SPS BR | In use | SYS-05044 | Vernier calliper gauge / digital | Sylvac | 810-1536-10 | 0 a 300 mm | External | Metrologia | 2025-12-23
NOV SPS BR | In use | SYS-05045 | Vernier calliper gauge / digital | Sylvac | 810-1536-10 | 0 a 300 mm | External | Metrologia | 2025-12-23
NOV SPS BR | In use | SYS-05046 | Vernier calliper gauge / digital | Sylvac | 810-1536-10 | 0 a 300 mm | External | Metrologia | 2025-12-23
NOV SPS BR | In use | SYS-05047 | Vernier calliper gauge / digital | Sylvac | 810-1536-10 | 0 a 300 mm | External | Metrologia | 2025-12-23
NOV SPS BR | In use | SYS-05048 | Vernier calliper gauge / digital | Sylvac | 810-1536-10 | 0 a 300 mm | External | Metrologia | 2025-12-23
NOV SPS BR | In use | SYS-05049 | Vernier calliper gauge / digital | Sylvac | 810-1536-10 | 0 a 300 mm | External | Metrologia | 2025-12-23
NOV SPS BR | In use | SYS-05050 | Vernier calliper gauge / digital | Sylvac | 810-1536-10 | 0 a 300 mm | External | Metrologia | 2025-12-23
NOV SPS BR | In use | SYS-05051 | Digital micrometer | Sylvac | 803-0310-10 | 0 a 25 mm | External | BASE LOGÍSTICA | 2026-03-16
NOV SPS BR | In use | SYS-05052 | Digital micrometer | Sylvac | 803-0310-10 | 0 a 25 mm | External | BASE LOGÍSTICA | 2026-03-16
NOV SPS BR | In use | SYS-05053 | Digital micrometer | Sylvac | 803-0310-10 | 0 a 25 mm | External | BASE LOGÍSTICA | 2026-03-16
NOV SPS BR | In use | SYS-05054 | Digital micrometer | Sylvac | 803-0310-10 | 0 a 25 mm | External | BASE LOGÍSTICA | 2026-03-16
NOV SPS BR | In use | SYS-05055 | Digital micrometer | Sylvac | 803-0310-10 | 0 a 25 mm | External | BASE LOGÍSTICA | 2026-03-16
NOV SPS BR | In use | SYS-05056 | Digital micrometer | Sylvac | 803-0310-10 | 0 a 25 mm | External | BASE LOGÍSTICA | 2026-03-16
NOV SPS BR | In use | SYS-05057 | Digital micrometer | Sylvac | 803-0310-10 | 0 a 25 mm | External | BASE LOGÍSTICA | 2026-03-16
NOV SPS BR | In use | SYS-05058 | Digital micrometer | Sylvac | 803-0310-10 | 0 a 25 mm | External | BASE LOGÍSTICA | 2026-03-16
NOV SPS BR | In use | SYS-05059 | Digital micrometer | Sylvac | 803-0310-10 | 0 a 25 mm | External | BASE LOGÍSTICA | 2026-03-16
NOV SPS BR | In use | SYS-05061 | Infra red Thermometer | Fluke | 568IR | 400 a 500ºC | External | BASE LOGÍSTICA | 2026-01-10
NOV SPS BR | In use | SYS-05062 | Infra red Thermometer | Fluke | 568IR | 400 a 500ºC | External | BASE LOGÍSTICA | 2026-01-10
NOV SPS BR | In use | SYS-05063 | Infra red Thermometer | Fluke | 568IR | 40 a 500ºC | External | BASE LOGÍSTICA | 2026-01-10
NOV SPS BR | In use | SYS-05064 | Infra red Thermometer | Fluke | 568IR | 40 a 500ºC | External | BASE LOGÍSTICA | 2025-01-10
NOV SPS BR | In use | SYS-05065 | Infra red Thermometer | Fluke | 568IR | 40 a 500ºC | External | BASE LOGÍSTICA | 2026-01-10
NOV SPS BR | In use | SYS-05066 | Infra red Thermometer | Fluke | 568IR | 40 a 500ºC | External | BASE LOGÍSTICA | 2026-01-10
NOV SPS BR | In use | SYS-05068 | Infra red Thermometer | Fluke | 568IR | 40 a 500ºC | External | BASE LOGÍSTICA | 2026-01-10
NOV SPS BR | In use | SYS-05069 | Infra red Thermometer | Fluke | 568IR | 40 a 500ºC | External | BASE LOGÍSTICA | 2026-01-10
NOV SPS BR | For calibration | SYS-05070 | Vernier calliper gauge / digital | Mitutoyo | 500-173-30 | 0 a 300 mm | External | BANOV | 2026-05-01
NOV SPS BR | In use | SYS-05071 | Vernier calliper gauge / digital | Mitutoyo | 500-173-30 | 0 a 300 mm | External | BANOV | 2026-05-02
NOV SPS BR | In use | SYS-05072 | Vernier calliper gauge / digital | Mitutoyo | 552-304-10 | 0 a 1000 mm | External | BANOV | 2026-04-30
NOV SPS BR | In use | SYS-05073 | Vernier calliper gauge / digital | Mitutoyo | 552-304-10 | 0 a 1000 mm | External | BANOV | 2026-04-30
NOV SPS BR | In use | SYS-05074 | Relogio Comparador | Insize | 2142-102 | 0 a 12,7mmm | External | BANOV | 2026-04-23
NOV SPS BR | In use | SYS-05075 | Relogio Comparador | Insize | 2142-102 | 0 a 12,7mmm | External | BANOV | 2026-04-23
NOV SPS BR | In use | SYS-05076 | Relogio Comparador | Insize | 2142-102 | 0 a 12,7mmm | External | BANOV | 2026-04-23
NOV SPS BR | In use | SYS-05077 | Relogio Comparador | Insize | 2142-102 | 0 a 12,7mmm | External | BANOV | 2026-04-20
NOV SPS BR | In use | SYS-05078 | Relogio Comparador | Insize | 2142-102 | 0 a 12,7mmm | External | BANOV | 2026-04-23
NOV SPS BR | In use | SYS-06001 | Paquimetro de profundidade | Mitutoyo | 571-203-20 | 0 a 300 mm | External | EFS-SGS | 2025-05-13
Flexibles BR | Stand by | SYS-06002 | Rugosímetro | Mitutoyo | SJ-210 | Não consta | External | Metrologia | 2031-01-05
NOV SPS BR | Stand by | SYS-06003 | Paquimetro de profundidade | Mitutoyo | 571-202-20 | 0 a 200 mm | External | Metrologia | 2030-01-01
NOV SPS BR | Stand by | SYS-06004 | Vernier calliper gauge / digital | Mitutoyo | 500-171-20B | 0 a 150 mm | External | Metrologia | 2030-01-01
NOV SPS BR | For calibration | SYS-06005 | Goniometer | Mitutoyo | 187-901 | 4x90° | External | WPCO/SGS | 2025-04-30
NOV SPS BR | For calibration | SYS-06006 | Vernier calliper gauge / digital | Mitutoyo | 500-501-10 | 0 a 600 mm | External | carcaça | 2025-06-20
Flexibles BR | Scrapped | SYS-06007 | Vernier calliper gauge / digital | Mitutoyo | 573-704 | 0 a 300mm | External | Laboratório | 2020-01-20
NOV SPS BR | Scrapped | SYS-06008 | Vernier calliper gauge / digital | Mitutoyo | 573-704-20 / Bico Deslizante | 0 a 300 mm | External | Metrologia | 2019-12-28
NOV SPS BR | In use | SYS-06009 | Paquimetro de profundidade | Mitutoyo | 571-203-20 | 0 a 300 mm | External | Armadura de tração | 2025-07-15
NOV SPS BR | In use | SYS-06010 | Vernier calliper gauge / digital | Mitutoyo | 500-502-10 | 0 a 1000 mm | External | Pressão | 2026-04-28
NOV SPS BR | In use | SYS-06011 | Vernier calliper gauge / digital | Mitutoyo | 500-501-10 (Universal) | 0 a 600 mm | External | WPCO | 2026-05-17
NOV SPS BR | For calibration | SYS-06012 | Vernier calliper gauge / digital | Sylvac | Ultralight (Bico médio) | 0 a 600 mm | External | Metrologia | 2025-09-06
NOV SPS BR | Scrapped | SYS-06013 | Vernier calliper gauge / digital | Sylvac | Ultralight (Bico Médio) | 0 a 600 mm | External | Metrologia | 2025-11-22
Flexibles BR | Scrapped | SYS-06014 | Deph Micrometer | Mitutoyo | 128-101 | 0 a 25 mm | External | Metrologia - Laboratório Analítico | 2030-01-01
Flexibles BR | Stand by | SYS-06015 | Micrometer set | Mitutoyo | 137-207 | 50 a 300 mm | External | Metrologia | 2031-01-05
NOV SPS BR | In use | SYS-06016 | Micrometro externo | Mitutoyo | 331-252 | 25 a 50 mm | External | Metrologia | 2024-09-05
Flexibles BR | Scrapped | SYS-06017 | Paquimetro de profundidade | Mitutoyo | 571-205-10 | 0 a 600 mm | External | Metrologia - Laboratório Analítico - Em cima do armário | 2030-01-01
NOV SPS BR | In use | SYS-06018 | Cirkometer | Schwenk | CJU950 | 20 a 300 mm | External | Extrusão | 2026-03-17
NOV SPS BR | In use | SYS-06019 | Cirkometer | Schwenk | CJU950 | 20 a 300 mm | External | Metrologia | 2025-08-23
Flexibles BR | Scrapped | SYS-06020 | Cirkometer | Schwenk | CJU2200 | 300-700mm | External | Laboratório | 2017-07-30
NOV SPS BR | For calibration | SYS-06021 | Cirkometer | Schwenk | CJU2200 | 300 a 700 mm | External | Metrologia | 2024-09-30
NOV SPS BR | In use | SYS-06022 | Micrometro interno de 3 pontas | Mitutoyo | 468-277 | 7 a 8" (177,8 a 203,2 mm) | External | Metrologia | 2026-05-10
NOV SPS BR | Stand by | SYS-06023 | Micrometro interno de 3 pontas | Mitutoyo | 468-278 | 8 a 9" (203,2 a 228,6mm) | External | Metrologia | 2030-12-21
NOV SPS BR | For calibration | SYS-06024 | Thread gauge | Insize | 4120-16 ( ANEL) | M16 x 2 - 6g - Passa | External | Metrologia | 2023-08-27
NOV SPS BR | For calibration | SYS-06025 | Thread gauge | Insize | 4120-24 ( ANEL) | M24 x 3 - 6g - Passa | External | Metrologia - Laboratório Analítico | 2030-01-01
NOV SPS BR | For calibration | SYS-06026 | Thread gauge | Insize | 4120-30 (ANEL) | M30 x 3,5 - 6g - Passa | External | Metrologia - Laboratório Analítico | 2030-01-01
NOV SPS BR | For calibration | SYS-06027 | Thread gauge | Insize | Go (ANEL) | M30 x 3,5 - 6g - Passa | External | Metrologia - Laboratório Analítico | 2022-06-18
Flexibles BR | Scrapped | SYS-06028 | Thread gauge | Insize | 4130-16 | M16 x 2 - 6H - PNP | External | Metrologia - Laboratório Analítico | 2022-05-28
NOV SPS BR | In use | SYS-06029 | Thread gauge | Insize | M 12 X 1,75 - 6H PNP | M12 x 1,75 - 6H - PNP | External | Metrologia | 2024-09-05
Flexibles BR | Scrapped | SYS-06030 | Thread gauge | Insize | 4130-20 | M20 x 2,5 - 6H - PNP | External | Metrologia - Laboratório Analítico | 2023-04-23
NOV SPS BR | In use | SYS-06031 | Thread gauge | Insize | M24 X 1,5 - 6H - PNP | M24 X 1,5 - 6H - PNP | External | Metrologia | 2024-06-28
NOV SPS BR | Stand by | SYS-06032 | Thread gauge | Insize | M24 X 1,5 - 6H - PNP | M24 X 1,5 - 6H - PNP | External | Metrologia - Laboratório Analítico | 2030-01-01
NOV SPS BR | In use | SYS-06033 | Thread gauge | Insize | 4130-24R | M24 x 3 - 6H - PNP | External | Metrologia | 2024-06-28
NOV SPS BR | For calibration | SYS-06034 | Thread gauge | Insize | 4130-30 (TAMPÃO) | M30 x 3,5 - 6H - PNP | External | Metrologia - Laboratório Analítico | 2022-06-18
Flexibles BR | Scrapped | SYS-06035 | Goniometer | Loyal | NO-5001 | 0-180 ° | External | Metrologia | 2023-10-06
NOV SPS BR | Stand by | SYS-06036 | Micrometer set | Mitutoyo | 137-209 | 50 a 1000 mm | External | Metrologia | 2030-01-01
NOV SPS BR | In use | SYS-06037 | Micrometer set | Mitutoyo | 137-209 | 50 a 1000 mm | External | Montagem | 2026-02-18
Flexibles BR | Scrapped | SYS-06038 | Precision balance | Digitron | UL-5000/5 | 10 a 5000kg | External | Ecológica | 2030-01-01
NOV SPS BR | Stand by | SYS-06039 | Micrometro externo | Mitutoyo | 331-251 | 0 a 25 mm | External | Metrologia | 2030-01-01
NOV SPS BR | Stand by | SYS-06040 | Micrometro externo | Mitutoyo | 331-251 | 0 a 25 mm | External | Laboratório | 2025-11-15
Flexibles BR | Stand by | SYS-06041 | Micrometro externo | Mitutoyo | 331-251 | 0 a 25 mm | External | Metrologia | 2031-01-05
NOV SPS BR | In use | SYS-06042 | Vernier calliper gauge / digital | Mitutoyo | 500-171-30B (UNIVERSAL) | 0 a 150 mm | External | Montagem | 2026-02-11
NOV SPS BR | In use | SYS-06043 | Vernier calliper gauge / digital | Mitutoyo | 500-171-30B | 0 a 150 mm | External | WLD | 2026-04-01
NOV SPS BR | Stand by | SYS-06044 | Vernier calliper gauge / analog | Mitutoyo | 534-102 (Bico longo) | 0 a 500 mm | External | Metrologia | 2023-03-28
NOV SPS BR | Stand by | SYS-06045 | Vernier calliper gauge / analog | Mitutoyo | 534-102 (Bico longo) | 0 a 500 mm | External | Metrologia | 2022-02-03
NOV SPS BR | Stand by | SYS-06046 | Vernier calliper gauge / analog | Mitutoyo | 534-102 (Bico longo) | 0 a 500 mm | External | Metrologia | 2019-11-05
NOV SPS BR | Stand by | SYS-06047 | Steel ruler | Mitutoyo | 182-125 | 0 a 300 mm | External | Metrologia - Laboratório Analítico | 2030-11-14
Flexibles BR | Scrapped | SYS-06048 | Steel ruler | Mitutoyo | 182-125 | 0 a 300 mm | External | Metrologia - Laboratório Analítico | 2019-05-08
Flexibles BR | Scrapped | SYS-06049 | Steel ruler | Mitutoyo | 182-125 | 0 a 300mm | External | WPCO | 2019-01-26
Flexibles BR | Scrapped | SYS-06050 | Trena | Starrett | TS12-3ME | 0 a 3000mm | External | WPCO | 2021-11-11
Flexibles BR | Scrapped | SYS-06051 | Trena | Starrett | TS12-3ME | 0-3000mm | External | WPCO | 2018-07-06
Flexibles BR | Scrapped | SYS-06052 | Trena | Starrett | TS12-3ME | 0-3000mm | External | WPCO | 2018-05-04
Flexibles BR | Scrapped | SYS-06053 | Trena | Starrett | TS12-3ME | 0-3000mm | External | WPCO | 2017-11-19
Flexibles BR | Scrapped | SYS-06054 | Trena | Starrett | TS12-3ME | 0 a 3000mm | External | Laboratório | 2020-06-09
NOV SPS BR | Scrapped | SYS-06055 | Trena | Starrett | TS12-3ME | 0 a 3000mm | External | Metrologia | 2030-01-01
Flexibles BR | Scrapped | SYS-06056 | Trena | Starrett | TS12-5ME | 0 a 5000mm | External | Laboratório | 2019-01-27
Flexibles BR | Scrapped | SYS-06057 | Trena | Starrett | TS12-5ME | 0 a 5000 mm | External | Montagem | 2023-09-06
Flexibles BR | Scrapped | SYS-06058 | Trena | Starrett | TS12-5ME | 0-5000mm | External | Montagem | 2017-03-07
Flexibles BR | Scrapped | SYS-06059 | Trena | Starrett | TS12-5ME | 0 a 5000mm | External | Laboratório | 2030-01-01
Flexibles BR | Scrapped | SYS-06060 | Trena | Starrett | TS34-5ME | 0 a 5000mm | External | Não encontrado | 2018-08-12
Flexibles BR | Scrapped | SYS-06061 | Trena | Starrett | TS12-5ME | 0-5000mm | External | Montagem | 2017-03-07
Flexibles BR | Stand by | SYS-06062 | Hardness tester | Insize | ISH-SAM | 0 a 100 Shore A | External | Metrologia | 2031-01-05
NOV SPS BR | In use | SYS-06063 | Rugosímetro | Mitutoyo | 178-561-02A | Não consta | External | WPCO | 2025-10-30
NOV SPS BR | For calibration | SYS-06064 | Thread gauge | Kingtools | No go (ANEL) | M16 x 2 - 6g - Não Passa | External | Metrologia - Laboratório Analítico | 2030-01-01
NOV SPS DK, NOV SPS BR | For calibration | SYS-06065 | Thread gauge | Kingtools | No go (ANEL) | M16 x 2 - 6g - Não Passa | External | Metrologia - Laboratório Analítico | 2023-08-06
NOV SPS BR | For calibration | SYS-06066 | Thread gauge | Kingtools | No go (ANEL) | M20 x 2,5 - 6g - Não Passa | External | Metrologia - Laboratório Analítico | 2022-07-06
NOV SPS BR | For calibration | SYS-06067 | Thread gauge | Kingtools | No go (ANEL) | M20 x 2,5 - 6g - Não Passa | External | Metrologia - Laboratório Analítico | 2023-09-20
NOV SPS BR | For calibration | SYS-06068 | Thread gauge | Kingtools | No go (ANEL) | M24 x 3 - 6g - Não Passa | External | Metrologia - Laboratório Analítico | 2021-06-07
NOV SPS BR | For calibration | SYS-06069 | Thread gauge | Kingtools | No go (ANEL) | M24 x 3 - 6g - Não Passa | External | Metrologia - Laboratório Analítico | 2023-09-12
Flexibles BR | Scrapped | SYS-06070 | Thread gauge | Kingtools | No go | M30 x 3,5 - 6g - Não Passa | External | Metrologia - Laboratório Analítico | 2022-06-18
Flexibles BR | Scrapped | SYS-06071 | Thread gauge | Kingtools | No go | M30 x 3,5 - 6g - Não Passa | External | Metrologia - Laboratório Analítico | 2030-01-01
Flexibles BR | Scrapped | SYS-06072 | Trena | 0-Information missing | Y1750CM | 0 a 50000mm | External | Carlos PDE (Não encontrado) | 2019-02-26
Flexibles BR | Scrapped | SYS-06073 | Thread gauge | Insize | 4120-48N | M48x5 6g -Não passa | External | Metrologia - Laboratório Analítico | 2030-01-01
Flexibles BR | Scrapped | SYS-06074 | Thread gauge | Insize | 4120-48 | M48x5 6g - Passa | External | Metrologia - Laboratório Analítico | 2030-01-01
Flexibles BR | Scrapped | SYS-06075 | Thread gauge | Insize | 4130-48 | M48x5 6G - TPNP | External | Metrologia - Laboratório Analítico | 2030-02-06
Flexibles BR | Scrapped | SYS-06076 | Thread gauge | Kingtools | PNP | M30 x 3,5 - 6H - PNP | External | Metrologia - Laboratório Analítico | 2023-09-20
NOV SPS BR | Stand by | SYS-06077 | Thread gauge | Kingtools | PNP | M16 x 2 - 6H - PNP | External | Metrologia | 2030-12-22
Flexibles BR | Scrapped | SYS-06078 | Thread gauge | Kingtools | PNP | M20 x 2,5 - 6H - PNP | External | Metrologia - Laboratório Analítico | 2022-06-27
Flexibles BR | Scrapped | SYS-06079 | Thread gauge | Kingtools | Passa | M20 x 2,5 - 6g -Passa | External | Metrologia - Laboratório Analítico | 2023-09-20
Flexibles BR | Scrapped | SYS-06080 | Thread gauge | Kingtools | Passa | M16 x 2 - 6g - Passa | External | Metrologia - Laboratório Analítico | 2022-06-07
Flexibles BR | Scrapped | SYS-06081 | Thread gauge | Kingtools | Passa | M24 x 3 - 6g - Passa | External | Metrologia - Laboratório Analítico | 2030-01-01
Flexibles BR | Scrapped | SYS-06082 | Thread gauge | Kingtools | Não Passa | M20 x 2,5 - 6g - Não Passa | External | Metrologia - Laboratório Analítico | 2030-01-01
NOV SPS BR | Stand by | SYS-06083 | Thread gauge | Kingtools | Não Passa | M12 x 1,75 - 6g - Não Passa | External | Metrologia | 2030-04-30
NOV SPS BR | Stand by | SYS-06084 | Thread gauge | Kingtools | Passa | M12 x 1,75 - 6g - Passa | External | Metrologia | 2030-04-30
Flexibles BR | Scrapped | SYS-06085 | Thread gauge | Kingtools | Passa | M30 x 3,5 - 6g - Passa | External | Metrologia - Laboratório Analítico | 2022-06-07
Flexibles BR | Scrapped | SYS-06086 | Cirkometer | 0-Information missing | RTM2SPSS | 300 a 600 mm | External | Metrologia | 2022-02-23
Flexibles BR | Stand by | SYS-06087 | Cirkometer | 0-Information missing | RTM03SS | 50 a 300 mm | External | Metrologia | 2030-12-22
Flexibles BR | Stand by | SYS-06088 | Cirkometer | 0-Information missing | RTM3SS | 600 a 900 mm | External | Metrologia | 2031-01-05
Flexibles BR | Scrapped | SYS-06089 | Thread gauge | 0-Information missing | Não consta | 1.1/2" - 6UNC - 2A | External | Metrologia - Laboratório Analítico | 2030-12-14
Flexibles BR | Scrapped | SYS-06090 | Thread gauge | 0-Information missing | Não consta | 1.1/2" - 6UNC - 2A | External | Metrologia - Laboratório Analítico | 2028-06-15
Flexibles BR | Scrapped | SYS-06091 | Thread gauge | 0-Information missing | Não consta | 1.1/2" - 6UNC - 2B | External | Metrologia - Laboratório Analítico | 2030-07-11
Flexibles BR | Scrapped | SYS-06092 | Thread gauge | 0-Information missing | - | 1.7/8" - 8UNC - 2A | External | Metrologia - Laboratório Analítico | 2020-01-25
Flexibles BR | Scrapped | SYS-06093 | Thread gauge | 0-Information missing | - | 1.7/8" - 8UNC - 2A | External | Metrologia - Laboratório Analítico | 2020-01-25
NOV SPS BR | Stand by | SYS-06094 | Thread gauge | 0-Information missing | - | 1.7/8" - 8UN - 2B | External | Metrologia | 2030-01-01
NOV SPS BR | In use | SYS-06095 | Termo-Higrômetro Digital | 0-Information missing | RHT-WM-485-LCD | -40 a 100 °C / 0 a 100 % UR | External | WPCO | 2026-04-28
NOV SPS BR | In use | SYS-06096 | Termo-Higrômetro Digital | 0-Information missing | RHT-WM-485-LCD | -40 a 100 °C / 0 a 100 % ur | External | WPCO | 2026-05-24
NOV SPS BR | In use | SYS-06097 | Termo-Higrômetro Digital | 0-Information missing | RHT-WM-485-LCD | -40 a 100 °C / 0 a 100 %RH | External | Laboratório | 2026-04-07
Flexibles BR | Scrapped | SYS-06098 | Termo-Higrômetro Digital | 0-Information missing | RHT-WM-485-LCD | -40 a 100 °C / 0 a 100 %RH | External | Metrologia | 2021-12-25
NOV SPS BR | In use | SYS-06099 | Termo-Higrômetro Digital | 0-Information missing | RHT-WM-485-LCD | -40 a 100 °C / 0 a 100 % UR | External | TRAÇÃO | 2026-05-12
Flexibles BR | Stand by | SYS-06100 | Cirkometer | Schwenk | C330L | 15 a 330 mm | External | Metrologia | 2030-12-31
Flexibles BR | Stand by | SYS-06101 | Cirkometer | Schwenk | C330L | 15 a 330 mm | External | Metrologia | 2030-12-22
Flexibles BR | Scrapped | SYS-06102 | Cirkometer | Schwenk | C330L | 15 a 330 mm | External | Metrologia - Laboratório Analítico | 2030-12-22
Flexibles BR | Scrapped | SYS-06103 | Cirkometer | Schwenk | C620 | 300 a 620 mm | External | Metrologia - Laboratório Analítico | 2030-12-21
Flexibles BR | Stand by | SYS-06104 | Cirkometer | Schwenk | C620 | 300 a 620 mm | External | Metrologia | 2030-12-21
Flexibles BR | Stand by | SYS-06105 | Cirkometer | Schwenk | C620 | 300 a 620 mm | External | Metrologia | 2030-12-22
Flexibles BR | Stand by | SYS-06106 | Cirkometer | Schwenk | C930 | 500 a 930 mm | External | Metrologia | 2030-12-21
Flexibles BR | Scrapped | SYS-06107 | Cirkometer | Schwenk | C930 | 500 a 930 mm | External | Metrologia - Laboratório Analítico | 2030-12-22
Flexibles BR | Stand by | SYS-06108 | Cirkometer | Schwenk | C930 | 500 a 930 mm | External | Metrologia | 2030-12-21
Flexibles BR | Scrapped | SYS-06109 | Precision balance | Toledo | 2095 Classe: III | 0 a 3 kg | External | WPFA | 2024-02-29
Flexibles BR | Scrapped | SYS-06110 | Eletronic Scale | 0-Information missing | 2098 | 5 a 60 kg | External | WPFA | 2024-02-29
NOV SPS BR | In use | SYS-06111 | Hardness tester | Mitutoyo | 811-311-10 | 0 a 100 shore A | External | WPCO | 2025-07-14
NOV SPS BR | In use | SYS-06112 | Termo-Higrômetro Digital | 0-Information missing | RHT-WM-485-LCD | -40 a 100 °C / 0 a 100 %RH | External | Laboratório | 2026-04-07
NOV SPS BR | In use | SYS-06113 | Termo-Higrômetro Digital | 0-Information missing | RHT-WM-485-LCD | -40 a 100 °C / 0 a 100 % UR | External | armadura tração | 2025-12-15
NOV SPS BR | In use | SYS-06114 | Termo-Higrômetro Digital | 0-Information missing | RHT-WM-485-LCD | -40 a 100 °C / 0 a 100 % UR | External | WPCO | 2026-05-24
Flexibles BR | Scrapped | SYS-06115 | Vernier calliper gauge / digital | Starrett | C-5001 BZ-40/1000 | 0 a 1000 mm | External | Metrologia - Laboratório Analítico - Em cima do armário | 2030-12-22
NOV SPS BR | In use | SYS-06116 | Termo-Higrômetro Digital | 0-Information missing | RHT-WM-485-LCD | -40 ºC a 70 ºC / 0 % a 100 % ur | External | Pressão | 2025-09-08
NOV SPS BR | In use | SYS-06117 | Termo-Higrômetro Digital | 0-Information missing | RHT-WM-485-LCD | -40ºC a 70ºC / 0 % a 100 % UR | External | Pressão | 2025-09-08
NOV SPS BR | In use | SYS-06118 | Termo-Higrômetro Digital | 0-Information missing | RHT-WM-485-LCD | -40 a 70 °C / 0 a 100 % UR | External | Laboratório | 2026-04-07
NOV SPS BR | For calibration | SYS-06119 | Termo-Higrômetro Digital | 0-Information missing | RHT-WM-485-LCD | -40 a 70ºC / 0 a 100 % ur | External | Metrologia | 2024-07-08
NOV SPS BR | In use | SYS-06120 | Termo-Higrômetro Digital | 0-Information missing | RHT-WM-485-LCD | -40 a 70 ºC / 0 a 100 % ur | External | Tração | 2026-05-12
NOV SPS BR | For external calibration | SYS-06121 | Termo-Higrômetro Digital | 0-Information missing | RHT-WM-485-LCD | -40ºC a 70ºC / 0 % a 100 % ur | External | Metrologia | 2024-09-05
NOV SPS BR | Stand by | SYS-06122 | Cirkometer | Schenk | CJU2200 | 300 a 700 mm | External | Metrologia | 2030-01-01
NOV SPS BR | In use | SYS-06123 | Cirkometer | Schwenk | CJU2200 | 300 a 700 mm | External | Extrusão | 2025-10-27
NOV SPS BR | Stand by | SYS-06124 | Cirkometer | 0-Information missing | CJU2200 | 300 a 700 mm | External | Metrologia | 2031-01-05
NOV SPS BR | In use | SYS-06125 | Cirkometer | 0-Information missing | CJU950 | 20 a 300 mm | External | Tração | 2026-05-10
NOV SPS BR | In use | SYS-06126 | Cirkometer | 0-Information missing | CJU950 | 20 a 300 mm | External | Montagem | 2026-04-19
NOV SPS BR | Stand by | SYS-06127 | Cirkometer | 0-Information missing | CJU950 | 20 a 300 mm | External | Metrologia | 2030-01-01
NOV SPS BR | In use | SYS-06128 | Cirkometer | 0-Information missing | RTM2SPSS | 50 a 600 mm | External | WPCO | 2025-10-20
Flexibles BR | Stand by | SYS-06129 | Cirkometer | 0-Information missing | RTM2SPSS | 50 a 600 mm | External | Metrologia | 2031-01-05
Flexibles BR | Stand by | SYS-06130 | Cirkometer | 0-Information missing | Não consta | 50a 300 mm | External | Metrologia | 2030-12-21
NOV SPS BR | Stand by | SYS-06131 | Cirkometer | 0-Information missing | Não consta | 300 a 600 mm | External | Metrologia | 2030-12-14
NOV SPS BR | Stand by | SYS-06132 | Cirkometer | 0-Information missing | Não consta | 600 a 900 mm | External | Metrologia | 2031-01-05
Flexibles BR | Scrapped | SYS-06133 | Cirkometer | 0-Information missing | - | 300-600 mm | External | Metrologia | 2031-01-05
NOV SPS BR | In use | SYS-06134 | Relogio Comparador | Mitutoyo | 2514S | 0 a 0,5 " | External | WPCO | 2025-08-12
NOV SPS BR | Stand by | SYS-06135 | Standard Block Box / Jogo de Bloco Padrão | Mitutoyo | 516-938-10 / 112 Peças | 0,5 a 100 mm | External | Metrologia | 2024-10-18
NOV SPS BR | Stand by | SYS-06136 | Thread gauge | 0-Information missing | Neomatic - Tampão de Rosca UN | 1.3/8" - 8UN - 2B | External | Metrologia | 2030-01-01
NOV SPS BR | Scrapped | SYS-06137 | Thread gauge | 0-Information missing | Neomatic - Tampão de Rosca UN | 1.3/8" - 8UN - 2B | External | Metrologia - Laboratório Analítico | 2022-10-18
NOV SPS BR | Scrapped | SYS-06138 | Thread gauge | 0-Information missing | Neomatic - Tampão de Rosca UN | 1.1/4" - 8UN - 2B | External | Metrologia - Laboratório Analítico | 2022-11-04
NOV SPS BR | Stand by | SYS-06139 | Thread gauge | 0-Information missing | Neomatic - Tampão de Rosca UN | 1.1/4" - 8UN - 2B | External | Metrologia | 2030-01-01
NOV SPS BR | Stand by | SYS-06140 | Thread gauge | 0-Information missing | Neomatic - Anel Roscado PASSA UN | 1.3/8" - 8UN - 2A | External | Metrologia | 2030-01-01
NOV SPS BR | Scrapped | SYS-06141 | Thread gauge | 0-Information missing | Neomatic - Anel Roscado PASSA UN | 1.3/8" - 8UN - 2A | External | Metrologia - Laboratório Analítico | 2022-10-18
NOV SPS BR | Stand by | SYS-06142 | Thread gauge | 0-Information missing | Neomatic - Anel Roscado NÃO PASSA UN | 1.3/8" - 8UN - 2A | External | Metrologia | 2030-01-01
NOV SPS BR | Scrapped | SYS-06143 | Thread gauge | 0-Information missing | Neomatic - Anel Roscado NÃO PASSA UN | 1.3/8" - 8UN - 2A | External | Metrologia - Laboratório Analítico | 2022-10-18
NOV SPS BR | Scrapped | SYS-06144 | Thread gauge | 0-Information missing | Neomatic - Anel Roscado PASSA UN | 1.1/4" - 8UN - 2A | External | Metrologia - Laboratório Analítico | 2022-11-04
NOV SPS BR | Stand by | SYS-06145 | Thread gauge | 0-Information missing | Neomatic - Anel Roscado PASSA UN | 1.1/4" - 8UN - 2A | External | Metrologia | 2030-01-01
NOV SPS BR | Stand by | SYS-06146 | Thread gauge | 0-Information missing | Neomatic - Anel Roscado NÃO PASSA UN | 1.1/4" - 8UN - 2A | External | Metrologia | 2030-01-01
NOV SPS BR | Scrapped | SYS-06147 | Thread gauge | 0-Information missing | Neomatic - Anel Roscado NÃO PASSA UN | 1.1/4" - 8UN - 2A | External | Metrologia - Laboratório Analítico | 2022-11-04
NOV SPS BR | In use | SYS-06148 | Vernier calliper gauge / digital | Mitutoyo | 530-320 | 0 a 150 mm | External | Montagem | 2026-05-04
NOV SPS BR | For calibration | SYS-06149 | Vernier calliper gauge / digital | Mitutoyo | 500-196-30 CD- 6" ASX | 0 a 150 mm | External | Metrologia | 2025-03-19
NOV SPS BR | Stand by | SYS-06150 | Vernier calliper gauge / digital | Mitutoyo | 500-501-10 | 0 a 600 mm | External | Metrologia | 2030-01-01
NOV SPS BR | Stand by | SYS-06151 | Trena | Starrett | 5M-16 | 0 a 5000 mm | External | Extrusão | 2030-02-25
NOV SPS BR | In use | SYS-06152 | Trena | Starrett | TS34-5ME | 0 a 5000 mm | External | Montagem | 2025-01-26
NOV SPS BR | For calibration | SYS-06153 | Vernier calliper gauge / digital | Mitutoyo | 500-193-30 | 0 a 300 mm | External | Metrologia | 2025-02-22
NOV SPS BR | Stand by | SYS-06154 | Trena | Starrett | TS34-5ME | 0 a 5000mm | External | Metrologia | 2030-01-01
NOV SPS BR | In use | SYS-06155 | Trena | Starrett | TS34-5ME | 0 a 5000 mm | External | SOF | 2024-08-09
NOV SPS BR | In use | SYS-06156 | Vernier calliper gauge / digital | Mitutoyo | 500-196-30 CD-6" ASX (Universal) | 0 a 150 mm | External | Tração | 2026-04-12
NOV SPS BR | For calibration | SYS-06157 | Termo-Higrômetro Digital | 0-Information missing | RHT-WM-485-LCD | -40 a 100 °C / 0 a 100 % UR | External | Armadura de pressão | 2025-06-19
Flexibles BR | Stand by | SYS-06162 | Manometer | Wika | 233.50.063 | 0 a 10 bar | External | Metrologia | 2031-01-05
Flexibles BR | Scrapped | SYS-06163 | Manometer | Wika | 233.50.063 | 0 a 10 bar | External | ETA | 2024-02-20
Flexibles BR | Scrapped | SYS-06164 | Manometer | Wika | 233.50.063 | 0 a 10 bar | External | ETA | 2024-02-20
Flexibles BR | Stand by | SYS-06165 | Manometer | Wika | 233.50.063 | 0 a 20 bar | External | Metrologia | 2031-01-05
NOV SPS BR | Stand by | SYS-06166 | Manometer | Wika | 233.50.063 | 0 a 20 bar | External | Metrologia | 2030-01-01
NOV SPS BR | Stand by | SYS-06167 | Manometer | Wika | 233.50.063 | 0 a 20 bar | External | Metrologia | 2024-02-20
NOV SPS BR | In use | SYS-06168 | Goniometer | Mitutoyo | 187-907 | 0 a 360 º | External | Metrologia | 2024-08-29
NOV SPS BR | In use | SYS-06169 | Standard Block Box / Jogo de Bloco Padrão | Mitutoyo | 516-830-10 | 2 mm | External | Metrologia | 2024-09-02
NOV SPS BR | Stand by | SYS-06170 | Standard Block Box / Jogo de Bloco Padrão | Mitutoyo | 516-830-10 | 2 mm | External | Metrologia | 2031-01-05
NOV SPS BR | In use | SYS-06171 | Trena | Starrett | TS34-5ME | 0 a 5000 mm | External | Armadura de tração | 2025-05-07
NOV SPS BR | For calibration | SYS-06172 | Thermo hygrometer | 0-Information missing | RHT-WM-485-LCD | 15 a 35.1º C / 34,6 a 84,9% | External | WPFA | 2025-07-19
NOV SPS BR | In use | SYS-06173 | Thermo hygrometer | 0-Information missing | RHT-WM-485-LCD | 34,6 a 84,9º % / 15 A 35,1 ºC | External | WPFA | 2025-07-19
NOV SPS BR | In use | SYS-06174 | Thermo hygrometer | 0-Information missing | RHT-WM-485-LCD | 15 a 35.1º C / 34,6 a 84,9% | External | WPFA | 2025-07-19
NOV SPS BR | In use | SYS-06175 | Thermo hygrometer | 0-Information missing | RHT-WM-485-LCD | 15 a 35.1º C / 34,6 a 84,9% | External | WPFA | 2025-07-19
NOV SPS BR | In use | SYS-06176 | Thermo hygrometer | 0-Information missing | RHT-WM-485-LCD | 15 a 35.1º C / 34,6 a 84,9% | External | WPFA | 2025-07-19
NOV SPS BR | In use | SYS-07001 | Torquimetro | Gedore | 4201-01/Tipo II - Classe A | 20 a 200 Nm | External | PCO | 2026-05-16
Flexibles BR | Scrapped | SYS-07002 | Torquimetro | Gedore | 4201-01/Tipo II - Classe A | 20 a 200 Nm | External | Metrologia - Laboratório Analítico | 2030-12-21
NOV SPS BR | In use | SYS-07003 | Torquimetro | Gedore | 4201-01/Tipo II - Classe A | 20 a 200 Nm | External | PCO | 2026-01-17
Flexibles BR | Scrapped | SYS-07004 | Torquimetro | Gedore | 4201-01 | 20-200Nm | External | Montagem | 2017-05-25
Flexibles BR | Stand by | SYS-07005 | Torquimetro | Gedore | 4201-01 | 20 a 200 Nm | External | Metrologia | 2030-12-14
NOV SPS BR | In use | SYS-07006 | Torquimetro | Gedore | 4201-01 | 20 a 200 Nm | External | Manutenção | 2025-08-09
Flexibles BR | Scrapped | SYS-07007 | Torquimetro | Gedore | 4549-05/Tipo II - Classe A | 5 a 50 Nm | External | Laboratory | 2021-09-20
Flexibles BR | Scrapped | SYS-07008 | Torquimetro | Gedore | 4549-05 | 5-50Nm | External | Montagem | 2017-05-25
Flexibles BR | Scrapped | SYS-07010 | Torquimetro | Gedore | 4550-20/Tipo II - Classe A | 20 a 200 Nm | External | Tração | 2022-09-29
Flexibles BR | Scrapped | SYS-07011 | Torquimetro | Gedore | 4550-20 | 20-200Nm | External | Montagem | 2015-04-09
Flexibles BR | Scrapped | SYS-07012 | Torquimetro | Gedore | 4550-20 | 20-200Nm | External | Montagem | 2015-04-26
Flexibles BR | Scrapped | SYS-07013 | Torquimetro | Gedore | 4100-01 | 10-100Nm | External | Montagem | 2015-05-23
Flexibles BR | Scrapped | SYS-07014 | Torquimetro | Gedore | 4100-01 | 10-100Nm | External | Montagem | 2015-08-24
NOV SPS BR | For calibration | SYS-07015 | Torquimetro | Gedore | 4100-01 | 10 a 100 Nm | External | Metrologia | 2025-02-17
NOV SPS BR | In use | SYS-07016 | Micrometro interno de 3 pontas | Mitutoyo | 368-174 | 100 a 125 mm | External | Carcaça | 2026-05-12
NOV SPS BR | In use | SYS-07017 | Micrometro interno de 3 pontas | Mitutoyo | 368-174 | 100 a 125 mm | External | PCO | 2026-02-06
NOV SPS BR | For calibration | SYS-07018 | Micrometro interno de 3 pontas | Mitutoyo | 368-174 | 100 a 125 mm | External | Metrologia | 2025-06-03
Flexibles BR | Scrapped | SYS-07022 | Torquimetro | Gedore | 4549-05 | 5-50Nm | External | Montagem | 2015-09-25
Flexibles BR | Scrapped | SYS-07028 | Micrometro externo | Mitutoyo | Não consta | 0-25mm | External | Montagem | 2016-10-23
Flexibles BR | Scrapped | SYS-07029 | Micrometro externo | Mitutoyo | Não consta | 0-25mm | External | Montagem | 2015-04-26
Flexibles BR | Scrapped | SYS-07030 | Micrometro externo | Mitutoyo | Não consta | 0-25mm | External | Montagem | 2015-09-20
Flexibles BR | Scrapped | SYS-07034 | Torquimetro | Gedore | 4550-75/Tipo II - Classe A | 140 a 750 Nm | External | Metrologia | 2031-01-05
Flexibles BR | Scrapped | SYS-07035 | Torquimetro | Gedore | 4550-75/Tipo II - Classe A | 140 a 750 Nm | External | Metrologia - Laboratório Analítico - Em cima do armário | 2030-12-14
Flexibles BR | Stand by | SYS-07036 | Torquimetro | Gedore | 4550-75/Tipo II - Classe A | 140 a 750 Nm | External | Metrologia | 2030-12-22
NOV SPS BR | Stand by | SYS-07037 | Torquimetro | Gedore | 4550-40/Tipo II - Classe A | 75 a 400 Nm | External | Metrologia | 2031-01-05
NOV SPS BR | In use | SYS-07038 | Torquimetro | Gedore | 4550-40/Tipo II - Classe A | 75 a 400 Nm | External | Montagem | 2025-06-30
NOV SPS BR | For calibration | SYS-07039 | Torquimetro | Gedore | 4550-40/Tipo II - Classe A | 75 a 400 Nm | External | Montagem | 2025-05-08
Flexibles BR | Stand by | SYS-07041 | Torque tester | Gedore | 8612-1000 | 90 a 1100Nm | External | Metrologia | 2030-01-01
Flexibles BR | Scrapped | SYS-07042 | Infra red Thermometer | Minipa | MT-395 | -60 a 1500°C | External | Laboratório | 2017-07-10
Flexibles BR | Scrapped | SYS-07043 | Infra red Pyrometer | Minipa | MT-395 | -60-1500°C | External | Montagem | 2015-05-07
Flexibles BR | Scrapped | SYS-07044 | Infra red Pyrometer | Minipa | MT-395 | -60-1500°C | External | Laboratório | 2030-02-05
Flexibles BR | Scrapped | SYS-07045 | Torque tester | Gedore | - | 90 a 1100Nm | External | Metrologia - Laboratório Analítico | 2030-01-01
NOV SPS BR | Stand by | SYS-07046 | Deph Micrometer | Mitutoyo | 128-101 | 0 a 25mm | External | Metrologia | 2030-01-01
Flexibles BR | Scrapped | SYS-07047 | Micrometro externo | Mitutoyo | 331-252 | 25 a 50mm | External | Metrologia - Laboratório Analítico | 2030-01-01
NOV SPS BR | In use | SYS-07048 | Vernier calliper gauge / analog | Mitutoyo | 534-102 (Bico longo) | 0 a 500 mm | External | PCO | 2026-05-16
NOV SPS BR | In use | SYS-07049 | Vernier calliper gauge / analog | Mitutoyo | 534-102 (Bico longo) | 0 a 500 mm | External | Montagem | 2026-01-09
NOV SPS BR | For calibration | SYS-07050 | Vernier calliper gauge / digital | Mitutoyo | 500-502-10 | 0 a 1000 mm | External | Metrologia - Laboratório Analítico - Em cima do armário | 2030-12-21
NOV SPS BR | For calibration | SYS-07051 | Micrometro interno de 3 pontas | Mitutoyo | 368-178 | 200 a 225 mm | External | Metrologia | 2025-01-07
NOV SPS BR | In use | SYS-07052 | Micrometro interno de 3 pontas | Mitutoyo | 368-176 | 150 a 175 mm | External | Montagem | 2025-06-30
NOV SPS BR | For calibration | SYS-07053 | Torquimetro | Gedore | 4549-05/Tipo II - Classe A | 5 a 50 Nm | External | Metrologia | 2025-05-30
NOV SPS BR | For calibration | SYS-07054 | Torquimetro | Gedore | 4201-01/Tipo II - Classe A | 20 a 200 Nm | External | Metrologia | 2025-02-17
Flexibles BR | Stand by | SYS-07055 | Torquimetro | Gedore | 4201-01/Tipo II - Classe A | 20 a 200 Nm | External | Metrologia | 2031-01-05
NOV SPS BR | In use | SYS-07056 | Torquimetro | Gedore | 4550-40/Tipo II - Classe A | 75 a 400 Nm | External | Metrologia | 2026-04-09
Flexibles BR | Stand by | SYS-07057 | Torquimetro | Gedore | 4550-40/Tipo II - Classe A | 75 a 400 Nm | External | Metrologia | 2030-12-22
Flexibles BR | Scrapped | SYS-07058 | Ultra sound measuring device | Starrett | 3812 | 0,75 a 300mm | External | Metrologia - Laboratório Analítico | 2030-01-01
Flexibles BR | Scrapped | SYS-07059 | Ultra sound measuring device | Starrett | 3812 | 0,75 a 300mm | External | Metrologia - Laboratório Analítico | 2030-01-01
Flexibles BR | Scrapped | SYS-07060 | Ultra sound measuring device | Starrett | 3812 | 0,75 a 300mm | External | Metrologia - Laboratório Analítico | 2030-01-01
Flexibles BR | Scrapped | SYS-07061 | Ultra sound measuring device | Starrett | 3812 | 0,75 a 300mm | External | Metrologia - Laboratório Analítico | 2030-01-01
NOV SPS BR | For calibration | SYS-07062 | Micrometro interno de 3 pontas | Mitutoyo | 368-174 | 100 a 125 mm | External | Montagem | 2025-04-02
NOV SPS BR | Stand by | SYS-07063 | Micrometro interno de 3 pontas | Mitutoyo | 368-176 | 150 a 175 mm | External | Metrologia | 2030-07-31
NOV SPS BR | In use | SYS-07064 | Vernier calliper gauge / analog | Mitutoyo | 534-102 (Bico longo) | 0 a 500 mm | External | PCO | 2026-02-20
NOV SPS BR | Scrapped | SYS-07065 | Vernier calliper gauge / analog | Mitutoyo | 534-102 (Bico longo) | 0 a 500 mm | External | Metrologia | 2021-06-03
Flexibles BR | Scrapped | SYS-07066 | Vernier calliper gauge / analog | Mitutoyo | 530-320 | 0-150mm | External | Montagem | 2015-03-19
Flexibles BR | Scrapped | SYS-07067 | Vernier calliper gauge / analog | Mitutoyo | 530-320 | 0-150mm | External | Montagem | 2015-05-23
Flexibles BR | Scrapped | SYS-07068 | Vernier calliper gauge / analog | Mitutoyo | 530-320 | 0 a 150 mm | External | Montagem | 2023-07-17
Flexibles BR | Scrapped | SYS-07069 | Vernier calliper gauge / analog | Mitutoyo | 530-320 | 0-150mm | External | Montagem | 2015-05-23
NOV SPS BR | In use | SYS-07070 | Vernier calliper gauge / digital | Mitutoyo | 551-331-10 (Bico arredondado) | 0 a 300mm | External | Montagem | 2026-05-02
NOV SPS BR | In use | SYS-07071 | Vernier calliper gauge / digital | Mitutoyo | 551-331-10 (Bico arredondado) | 0 a 300 mm | External | BANOV | 2025-09-15
NOV SPS BR | In use | SYS-07072 | Vernier calliper gauge / digital | Mitutoyo | 551-331-10 (Bico arredondado) | 0 a 300 mm | External | Montagem | 2025-09-30
NOV SPS BR | For calibration | SYS-07073 | Vernier calliper gauge / digital | Mitutoyo | 551-331-10 (Bico arredondado) | 0 a 300 mm | External | Montagem | 2025-09-23
NOV SPS BR | For calibration | SYS-07074 | Vernier calliper gauge / digital | Mitutoyo | 551-331-10 (Bico arredondado) | 0 a 300 mm | External | Metrologia | 2020-07-28
NOV SPS BR | Scrapped | SYS-07075 | Vernier calliper gauge / digital | Mitutoyo | 551-331-10 (Bico arredondado) | 0 a 300 mm | External | Montagem | 2021-02-25
NOV SPS BR | For calibration | SYS-07076 | Vernier calliper gauge / digital | Mitutoyo | 551-206-10 (BICO ARREDONDADO) | 0 a 750 mm | External | Metrologia | 2024-08-28
NOV SPS BR | In use | SYS-07077 | Vernier calliper gauge / digital | Mitutoyo | 551-206-10 (BICO ARREDONDADO) | 0 a 750 mm | External | EXTRUSÃO | 2026-02-07
NOV SPS BR | For calibration | SYS-07078 | Vernier calliper gauge / digital | Mitutoyo | 551-206-10 (Bico arredondado) | 0 a 750 mm | External | Metrologia | 2024-09-09
NOV SPS BR | For calibration | SYS-07079 | Vernier calliper gauge / digital | Mitutoyo | 551-206-10 (Bico arredondado) | 0 a 750 mm | External | Carcaça | 2025-08-28
NOV SPS BR | For calibration | SYS-07080 | Vernier calliper gauge / digital | Mitutoyo | 551-206-10 (Bico arredondado) | 0 a 750 mm | External | Metrologia | 2024-07-09
NOV SPS BR | For calibration | SYS-07081 | Vernier calliper gauge / digital | Mitutoyo | 551-206-10 (Bico arredondado) | 0 a 750 mm | External | Metrologia | 2025-11-15
NOV SPS BR | For calibration | SYS-07082 | Micrometro interno de 3 pontas | Mitutoyo | 368-176 | 150 a 175mm | External | Metrologia | 2023-07-16
NOV SPS BR | Stand by | SYS-07083 | Micrometro interno de 3 pontas | Mitutoyo | 368-178 | 200 a 225 mm | External | Metrologia | 2030-01-01
NOV SPS BR | In use | SYS-07084 | Micrometro interno de 3 pontas | Mitutoyo | 368-178 | 200 a 225 mm | External | Metrologia | 2026-01-15
NOV SPS BR | For external calibration | SYS-07085 | Micrometro externo | Mitutoyo | 102-301 | 0 a 25mm | External | Metrologia - Laboratório Analítico | 2022-09-26
Flexibles BR | Scrapped | SYS-07086 | Micrometro externo | Mitutoyo | 102-301 | 0 a 25mm | External | Montagem | 2030-01-01
Flexibles BR | Scrapped | SYS-07087 | Micrometer screw | Mitutoyo | Não consta | Não consta |  | Montagem | 2030-06-01
Flexibles BR | Scrapped | SYS-07089 | Micrometer screw | Mitutoyo | 952623 | - | External | Laboratório | 2030-01-01
Flexibles BR | Scrapped | SYS-07090 | Micrometer screw | Mitutoyo | 952623 | - | External | Laboratório | 2030-01-01
Flexibles BR | Scrapped | SYS-07095 | Micrometer screw | Mitutoyo | 952623 | - | External | Laboratório | 2030-01-01
Flexibles BR | Scrapped | SYS-07099 | Micrometer screw | Mitutoyo | 952623 | - | External | Laboratório | 2030-01-01
Flexibles BR | Scrapped | SYS-07101 | Micrometer screw | Mitutoyo | 952623 | - | External | Laboratório | 2030-01-01
Flexibles BR | Scrapped | SYS-07103 | Micrometer screw | Mitutoyo | 952623 | - | External | Laboratório | 2030-01-01
Flexibles BR | Scrapped | SYS-07105 | Micrometer screw | Mitutoyo | 952623 | - |  | Laboratório | 2034-03-23
Flexibles BR | Scrapped | SYS-07108 | Micrometer screw | Mitutoyo | - | Não consta | External | Laboratório | 2030-01-01
Flexibles BR | Scrapped | SYS-07109 | Micrometer screw | Mitutoyo | Não consta | Não consta | External | Laboratório | 2030-01-01
Flexibles BR | Scrapped | SYS-07110 | Micrometer screw | Mitutoyo | Não consta | Não consta | External | Laboratório | 2030-01-01
Flexibles BR | Scrapped | SYS-07113 | Micrometer screw | Mitutoyo | 052623 | - | External | Laboratório | 2030-01-01
Flexibles BR | Scrapped | SYS-07114 | Torquimetro | Gedore | 4549-05 | 5-50Nm | External | Montagem | 2015-07-20
Flexibles BR | Scrapped | SYS-07115 | Torquimetro | Gedore | 4100-01 | 10 a 100Nm | External | Montagem | 2018-05-18
NOV SPS BR | For calibration | SYS-07116 | Torquimetro | Gedore | 4550-20/Tipo II - Classe A | 20 a 200 Nm | External | Montagem | 2025-04-08
Flexibles BR | Scrapped | SYS-07117 | Torquimetro | Gedore | 4201-01 | 20 a 200Nm | External | Laboratório | 1970-01-01
Flexibles BR | Scrapped | SYS-07118 | Torquimetro | Gedore | 4201-01 | 20-200Nm | External | Montagem | 2017-02-15
NOV SPS BR | In use | SYS-07119 | Torquimetro | Gedore | 4550-75/Tipo II - Classe A | 140 a 750 Nm | External | PFA | 2026-01-07
Flexibles BR | Stand by | SYS-07120 | Torquimetro | Gedore | 4550-75/Tipo II - Classe A | 140 a 750 Nm | External | Metrologia | 2030-12-21
Flexibles BR | Stand by | SYS-07121 | Torquimetro | Gedore | 4550-75/Tipo II - Classe A | 140 a 750 Nm | External | Metrologia | 2030-12-22
Flexibles BR | Scrapped | SYS-07122 | Infra red Pyrometer | Minipa | MT-395 | -60-1500°C | External | Laboratório | 2017-07-17
Flexibles BR | Scrapped | SYS-07123 | Ultra sound measuring device | Starrett | 3812 | 0,75 a 300mm | External | Metrologia - Laboratório Analítico | 2030-07-18
Flexibles BR | Scrapped | SYS-07124 | Ultra sound measuring device | Starrett | 3812 | 0,75 a 300mm | External | Metrologia - Laboratório Analítico | 2030-01-01
Flexibles BR | Scrapped | SYS-07125 | Torque tester | Gedore | 8612-300 | 9 a 320Nm | External | Metrologia - Laboratório Analítico | 2030-01-01
Flexibles BR | Stand by | SYS-07126 | Torque tester | Gedore | 8612-300 | 9 a 320 Nm | External | Metrologia | 2030-01-01
Flexibles BR | Scrapped | SYS-07127 | Milliohmmeter | Cropico | 4000 | 0 a 4000 mohm | External | Metrologia | 2025-02-08
NOV SPS BR | Scrapped | SYS-07128 | Milliohmmeter | Cropico | 4000 | 0 a 4000 mOhm | External | Metrologia | 2024-08-28
Flexibles BR | Scrapped | SYS-07129 | Milliohmmeter | Cropico | 4000 | 0 a 4000mohm | External | Metrologia | 2021-03-14
Flexibles BR | Scrapped | SYS-07130 | Milliohmmeter | Cropico | 4000 | 0 a 4000 mohm | External | Metrologia | 2023-11-01
Flexibles BR | Scrapped | SYS-07131 | Milliohmmeter | Cropico | 4000 | 0 a 4000mohm | External | Metrologia | 2030-12-21
Flexibles BR | Scrapped | SYS-07132 | Milliohmmeter | Cropico | 4000 | 0 a 4000mohm | External | Laboratório | 2019-03-13
Flexibles BR | Scrapped | SYS-07133 | Digital thermometer | 0-Information missing | 5135 | 0 a 180°C | External | Metrologia - Laboratório Analítico | 2030-01-01
Flexibles BR | Scrapped | SYS-07134 | Micrometro externo | Mitutoyo | 395-251 | 0 a 25mm | External | Montagem | 2018-02-15
NOV SPS BR | For calibration | SYS-07135 | Vernier calliper gauge / analog | Mitutoyo | 534-102 (Bico longo) | 0 a 500 mm | External | Extrusão | 2024-12-10
NOV SPS BR | For calibration | SYS-07136 | Vernier calliper gauge / analog | Mitutoyo | 534-102 (Bico longo) | 0 a 500 mm | External | Metrologia | 2017-10-19
NOV SPS BR | In use | SYS-07137 | Micrometro interno de 3 pontas | Mitutoyo | 368-176 | 150 a 175 mm | External | PCO | 2026-05-16
Flexibles BR | Scrapped | SYS-07138 | Infra red Thermometer | Minipa | MT-395 | -60 a 1500°C | External | Laboratório | 2020-11-17
Flexibles BR | Scrapped | SYS-07139 | Infra red Thermometer | Minipa | MT-395 | -60 a 1500°C | External | Montagem | 2019-11-04
Flexibles BR | Scrapped | SYS-07145 | Manometer | Stauff | EN 837 | 0 a 1000 bar | External | Metrologia - Laboratório Analítico | 2031-01-05
NOV SPS BR | Scrapped | SYS-07152 | Torquimetro | Gedore | 4201-01/Tipo II - Classe A | 20 a 200 Nm | External | Metrologia | 2030-05-30
NOV SPS BR | Scrapped | SYS-07153 | Torquimetro | Gedore | 4201-01/Tipo II - Classe A | 20 a 200Nm | External | Metrologia | 2016-04-28
Flexibles BR | Scrapped | SYS-07154 | Torquimetro | Gedore | 4550-40/Tipo II - Classe A | 75 a 400 Nm | External | Metrologia - Laboratório Analítico | 2031-01-05
Flexibles BR | Scrapped | SYS-07155 | Torquimetro | Gedore | DMSE 400/Tipo II - Classe A | 80 a 400 Nm | External | Metrologia - Laboratório Analítico | 2031-01-05
NOV SPS BR | For calibration | SYS-07156 | Torquimetro | Gedore | DMSE400 | 80 a 400 Nm | External | Metrologia | 2024-07-19
Flexibles BR | Scrapped | SYS-07157 | Vernier calliper gauge / analog | Mitutoyo | 530-320 | 0 a 150 mm | External | Laboratório | 2030-01-01
NOV SPS BR | In use | SYS-07158 | Torquimetro | Gedore | 4201-01/Tipo II - Classe A | 20 a 200 Nm | External | Extrusora | 2026-04-27
NOV SPS BR | In use | SYS-07159 | Torquimetro | Gedore | 4201-01/Tipo II - Classe D | 20 a 200 Nm | External | Montagem | 2026-03-07
Flexibles BR | Scrapped | SYS-07160 | Torquimetro | Gedore | TORCOFIX-K | 20 a 200Nm | External | Montagem | 2030-01-01
Flexibles BR | Scrapped | SYS-07162 | Torquimetro | Gedore | TORCOFIX-SE | 10 a 100Nm | External | Montagem | 2018-04-19
Flexibles BR | Scrapped | SYS-07163 | Torquimetro | Gedore | 4100-01/Tipo II - Classe A | 10 a 100 Nm | External | Metrologia | 2030-12-29
Flexibles BR | Scrapped | SYS-07164 | Manometer | Stauff | CL1.6 | 0-1000bar | External | Montagem | 2015-05-11
NOV SPS BR | For calibration | SYS-07165 | Ohmmeter | Fluke | 1653B | - | External | Metrologia | 2024-09-22
NOV SPS BR | In use | SYS-07166 | Vernier calliper gauge / digital | Mitutoyo | SPE-131010-1 (Bico Longo) | 0 a 1000 mm | External | Pressão | 2026-05-21
NOV SPS BR | For calibration | SYS-07167 | Vernier calliper gauge / digital | Mitutoyo | SPE-131010-1 (Bico Longo) | 0 a 1000 mm | External | Metrologia | 2026-01-07
NOV SPS BR | In use | SYS-07168 | Vernier calliper gauge / digital | Mitutoyo | SPE-131010-1 (Bico Longo) | 0 a 1000 mm | External | Pressão | 2025-10-23
NOV SPS BR | Stand by | SYS-07169 | Vernier calliper gauge / digital | Mitutoyo | SPE-131010-1 (Bico Longo) | 0 a 1000 mm | External | Metrologia | 2024-12-18
NOV SPS BR | Scrapped | SYS-07170 | Manometer | 0-Information missing | EN837 | 0 a 1000 bar | External | Metrologia | 2030-07-02
NOV SPS BR | Scrapped | SYS-07171 | Manometer | Stauff | EN837 | 0 a 1000 bar | External | Metrologia | 2025-02-06
Flexibles BR | Scrapped | SYS-07172 | Manometer | 0-Information missing | EN837 | 0 a 1000bar | External | Metrologia - Laboratório Analítico | 2030-12-22
Flexibles BR | Scrapped | SYS-07173 | Manometer | 0-Information missing | ZE4204TE-QHRE102 | 0-700bar | External | FAT | 2017-08-01
NOV SPS BR | For calibration | SYS-07174 | Manometer | Ashcroft | KM41 | 0-690bar | External | Montagem | 2016-04-27
NOV SPS BR | Scrapped | SYS-07174 | Thermo hygrometer | 0-Information missing | RHT-WM-485-LCD | 15 a 35.1º C / 34,6 a 84,9% | External | Metrologia | 2024-08-19
NOV SPS BR | Scrapped | SYS-07175 | Manometer | Wika | 213.53.063L | 0 a 1000 bar | External | Metrologia | 2025-02-06
Flexibles BR | Scrapped | SYS-07176 | Manometer | Stauff | Não consta | 0 a 1000bar | External | Laboratório | 2019-06-08
NOV SPS BR | For calibration | SYS-07177 | Torquimetro | Gedore | DMSE 400/Tipo II - Classe A | 80 a 400 Nm | External | Metrologia | 2026-03-05
NOV SPS BR | In use | SYS-07178 | Torquimetro | Gedore | DMSE 400/Tipo II - Classe A | 80 a 400 Nm | External | Montagem | 2026-02-10
Flexibles BR | Scrapped | SYS-07179 | Goniometer | Loyal | PS 5001 | 0-180° | External | Montagem | 2016-01-08
NOV SPS BR | In use | SYS-07180 | Torquimetro | Gedore | 4550-30/Tipo II - Classe A | 60 a 300 Nm | External | Manutenção | 2025-03-29
NOV SPS BR | Stand by | SYS-07181 | Torquimetro | Gedore | 4550-30/Tipo II - Classe A | 60 a 300 Nm | External | Metrologia | 2030-06-01
NOV SPS BR | For calibration | SYS-07182 | Torquimetro | Gedore | 4550-30/Tipo II - Classe A | 60 a 300 Nm | External | Metrologia | 2025-05-30
NOV SPS BR | In use | SYS-07183 | Torquimetro | Gedore | 4550-30/Tipo II - Classe A | 60 a 300 Nm | External | PCO | 2025-10-04
NOV SPS BR | Stand by | SYS-07184 | Manometer | Wika | 232.50.100 | 0 a 3 bar | External | Metrologia | 2030-01-01
NOV SPS BR | Stand by | SYS-07185 | Manometer | Wika | 232.50.100 | 0 a 3 bar | External | Metrologia | 2030-01-01
NOV SPS BR | In use | SYS-07186 | Manometer | Wika | 232.5.100 | 0 a 3 bar | External | Montagem | 2026-04-26
Flexibles BR | Scrapped | SYS-07187 | Manometer | Wika | 232.50.100 | 0 a 3bar | External | Laboratório | 2018-02-22
NOV SPS BR | Stand by | SYS-07188 | Micrometro interno de 3 pontas | Mitutoyo | 468-279 | 9 a 10" (228,6 a 254 mm) | External | Metrologia | 2030-01-01
NOV SPS BR | Stand by | SYS-07189 | Micrometro interno de 3 pontas | Mitutoyo | 468-276 | 6 a 7" (152,4 a 177,8mm) | External | Metrologia | 2030-06-27
NOV SPS BR | In use | SYS-07190 | Micrometro interno de 3 pontas | Mitutoyo | 468-280 | 10 a 11" (254,0 a 279,4 mm) | External | PCO | 2026-05-18
NOV SPS BR | In use | SYS-07191 | Internal meter with timepiece | Mitutoyo | 209-905 | 15 a 65 mm | External | Montagem | 2025-07-22
NOV SPS BR | For calibration | SYS-07192 | Internal meter with timepiece | Mitutoyo | 209-905 | 15 a 65 mm | External | Metrologia | 2024-10-30
NOV SPS BR | Scrapped | SYS-07193 | Internal meter with timepiece | Mitutoyo | 209-905 | 15 a 65 mm | External | Metrologia | 2030-02-28
NOV SPS BR | For calibration | SYS-07194 | Internal meter with timepiece | Mitutoyo | 209-905 | 15 a 65 mm | External | Metrologia | 2031-01-05
NOV SPS BR | For calibration | SYS-07195 | Internal meter with timepiece | Mitutoyo | 209-905 | 15 a 65 mm | External | Metrologia | 2024-10-10
NOV SPS BR | For calibration | SYS-07196 | Internal meter with timepiece | Mitutoyo | 209-905 | 15 a 65 mm | External | Metrologia | 2025-08-18
NOV SPS BR | In use | SYS-07197 | Internal meter with timepiece | Mitutoyo | 209-905 | 15 a 65 mm | External | Montagem | 2026-05-17
NOV SPS BR | For calibration | SYS-07198 | Internal meter with timepiece | Mitutoyo | 209-905 | 15 a 65mm | External | Metrologia | 2031-01-05
Flexibles BR | Scrapped | SYS-07199 | Internal meter with timepiece | Mitutoyo | 209-905 | 15 a 65 mm | External | Metrologia | 2022-04-08
NOV SPS BR | Stand by | SYS-07200 | Internal meter with timepiece | Mitutoyo | 209-905 | 15 a 65mm | External | Metrologia | 2030-01-01
Flexibles BR | Scrapped | SYS-07209 | Torque tester | Gedore | 8612-1000 | 90-1100Nm | External | Montagem | 2030-12-10
NOV SPS BR | For calibration | SYS-07210 | Digital thermometer | 0-Information missing | Renoterm 1200 | -70 a 1200°C | External | Metrologia | 2031-01-04
Flexibles BR | Scrapped | SYS-07211 | Digital thermometer | 0-Information missing | Renoterm 1200 | -70 a 1200°C | External | Laboratório | 2030-01-01
Flexibles BR | Scrapped | SYS-07212 | Digital thermometer | 0-Information missing | Renoterm 1200 | -70 a 1200 °C | External | Metrologia - Laboratório Analítico | 2031-01-05
NOV SPS BR | For calibration | SYS-07213 | Digital thermometer | 0-Information missing | Renoterm 1200 | -70 a 1200 °C | External | Metrologia | 2025-05-03
Flexibles BR | Stand by | SYS-07214 | Torquimetro | Tramontina | 44508/401/Tipo II - Classe A | 200 a 1000 Nm | External | Metrologia | 2031-01-05
Flexibles BR | Scrapped | SYS-07215 | Torquimetro | Gedore | 4550-20 | 20-200Nm | External | Montagem | 2016-01-01
NOV SPS BR | Stand by | SYS-07216 | Torquimetro | Gedore | 4550-20/Tipo II - Classe A | 20 a 200 Nm | External | Metrologia | 2030-01-01
NOV SPS BR | Stand by | SYS-07217 | Micrometro interno de 3 pontas | Mitutoyo | 368-178 | 200 a 225 mm | External | Metrologia | 2030-01-01
NOV SPS BR | Stand by | SYS-07218 | Vernier calliper gauge / analog | Mitutoyo | 160-155 (Bico longo) | 0 a 1000 mm | External | Metrologia | 2024-08-04
Flexibles BR | Scrapped | SYS-07219 | Ultra sound measuring device | Olympus | 45MG Waveform | 0 a 100mm | External | Montagem | 2024-02-23
NOV SPS BR | In use | SYS-07220 | Ultra sound measuring device | Olympus | 45MG Waveform | 0 a 100 mm | External | EXTRUSORA 02 | 2025-10-06
NOV SPS BR | In use | SYS-07221 | Ultra sound measuring device | Olympus | 45MG | 0 a 100 mm | External | PCO | 2026-02-06
NOV SPS BR | In use | SYS-07222 | Ultra sound measuring device | Olympus | 45MG Waveform | 0 a 100 mm | External | Montagem | 2026-01-30
NOV SPS BR | In use | SYS-07223 | Ultra sound measuring device | Olympus | 45MG Waveform | 0 a 1000 mm | External | Montagem | 2025-09-04
Flexibles BR | Scrapped | SYS-07224 | Trena | Starrett | TS34-5ME | 0 a 5000mm | External | Montagem | 2020-10-17
Flexibles BR | Scrapped | SYS-07225 | Ultra sound measuring device | Starrett | 3812 | 0,75 a 300mm | External | Metrologia - Laboratório Analítico | 2030-01-01
Flexibles BR | Scrapped | SYS-07226 | Ultra sound measuring device | Starrett | 3812 | 0,75 a 300mm | External | Metrologia - Laboratório Analítico | 2030-01-01
NOV SPS BR | For calibration | SYS-07227 | Torquimetro | Gedore | 4485-01/Tipo II - Classe A | 250 a 850 Nm | External | Metrologia | 2030-12-21
Flexibles BR | Stand by | SYS-07228 | Torquimetro | Gedore | 4551-85/Tipo II - Classe A | 250 a 850 Nm | External | Metrologia | 2030-12-21
Flexibles BR | Scrapped | SYS-07231 | Manometer | 0-Information missing | Z.10.B | 0-10000psi | External | Laboratório | 2017-08-01
NOV SPS BR | Stand by | SYS-07232 | Vernier calliper gauge / digital | Mitutoyo | 500-193 | 0 a 300 mm | External | Metrologia | 2030-01-01
Flexibles BR | Scrapped | SYS-07233 | Vernier calliper gauge / digital | Mitutoyo | 551-331-10 | 0 a 300 mm | External | Laboratório | 2019-03-21
NOV SPS BR | In use | SYS-07234 | Vernier calliper gauge / analog | Mitutoyo | 534-102 (Bico longo) | 0 a 500 mm | External | Montagem | 2026-04-01
Flexibles BR | Scrapped | SYS-07235 | Vernier calliper gauge / digital | Mitutoyo | 530-321 | 0 a 200mm | External | Montagem | 2018-12-03
NOV SPS BR | In use | SYS-07236 | Relogio Comparador | Mitutoyo | 2046S | 0 a 10 mm | External | Manutenção | 2026-04-30
NOV SPS BR | For calibration | SYS-07237 | Relogio Comparador | Mitutoyo | 2046S | 0 a 10 mm | External | Metrologia | 2024-09-17
NOV SPS BR | In use | SYS-07238 | Torquimetro | Gedore | 4100-01/Tipo II - Classe A | 10 a 100 Nm | External | Montagem | 2026-06-12
NOV SPS BR | For calibration | SYS-07239 | Torquimetro | Gedore | 4549-05/Tipo II - Classe A | 5 a 50 Nm | External | Metrologia | 2024-11-12
Flexibles BR | Stand by | SYS-07240 | Torquimetro | Gedore | 4201-01/Tipo II - Classe A | 20 a 200 Nm | External | Metrologia | 2030-12-21
Flexibles BR | Scrapped | SYS-07241 | Torquimetro | Gedore | 4201-01/Tipo II - Classe A | 20 a 200 Nm | External | Metrologia - Laboratório Analítico | 2031-01-05
Flexibles BR | Stand by | SYS-07242 | Torquimetro | Gedore | 4551-85/Tipo II - Classe A | 250 a 850 Nm | External | Metrologia | 2030-12-14
NOV SPS BR | In use | SYS-07243 | Torquimetro | Gedore | 4550-75/Tipo II - Classe A | 140 a 750 Nm | External | Manutenção | 2026-05-24
NOV SPS BR | For calibration | SYS-07244 | Torquimetro | Gedore | Dremaster-SE/Tipo II - Classe A | 80 a 400 Nm | External | Extrusora | 2025-07-19
NOV SPS BR | For external calibration | SYS-07245 | Vernier calliper gauge / digital | Mitutoyo | 551-331-10 (Bico arredondado) | 0 a 300 mm | External | Metrologia - Laboratório Analítico | 2030-12-21
Flexibles BR | Scrapped | SYS-07246 | Vernier calliper gauge / analog | Mitutoyo | 530-320 | 0 a 150mm | External | Montagem | 2021-05-25
NOV SPS BR | Stand by | SYS-07247 | Micrometro externo | Mitutoyo | 102-301 | 0 a 25 mm | External | Metrologia | 2030-11-22
NOV SPS BR | Stand by | SYS-07248 | Vernier calliper gauge / digital | Mitutoyo | 551-331-10 (Bico arredondado) | 0 a 300 mm | External | Metrologia | 2030-12-21
NOV SPS BR | Stand by | SYS-07249 | Vernier calliper gauge / digital | Mitutoyo | 551-331-10 (Bico arredondado) | 0 a 300 mm | External | Metrologia | 2030-01-01
NOV SPS BR | Stand by | SYS-07250 | Micrometro interno de 3 pontas | Mitutoyo | 368-173 | 87 a 100 mm | External | Metrologia | 2030-12-22
NOV SPS BR | In use | SYS-07251 | Micrometro interno de 3 pontas | Mitutoyo | 368-178 | 200 a 225 mm | External | PCO | 2026-01-17
NOV SPS BR | For calibration | SYS-07252 | Micrometro interno de 3 pontas | Mitutoyo | 368-176 | 150 a 175 mm | External | CARCAÇA | 2025-04-05
NOV SPS BR | In use | SYS-07253 | Micrometro interno de 3 pontas | Mitutoyo | 368-174 | 100 a 125 mm | External | Montagem | 2025-09-02
NOV SPS BR | Stand by | SYS-07254 | Micrometro interno de 3 pontas | Mitutoyo | 368-179 | 225 a 250 mm | External | Metrologia | 2030-01-01
NOV SPS BR | Scrapped | SYS-07255 | Vernier calliper gauge / analog | Mitutoyo | 534-102 (Bico longo) | 0 a 500 mm | External | Metrologia | 2022-04-16
Flexibles BR | Scrapped | SYS-07256 | Infra red Thermometer | Minipa | MT-395 | -60 a 1500°C | External | Metrologia | 2021-09-08
NOV SPS BR | In use | SYS-07257 | Torquimetro | Tramontina | 44508/401/Tipo II - Classe A | 200 a 1000 Nm | External | PCO | 2025-06-10
Flexibles BR | Scrapped | SYS-07258 | Micrometer screw | Mitutoyo | 952623 | - |  | Laboratório | 2031-03-27
Flexibles BR | Scrapped | SYS-07259 | Micrometer screw | Mitutoyo | 952623 | - |  | Laboratório | 2033-03-13
NOV SPS BR | In use | SYS-07260 | Torquimetro | Gedore | 4550-40/Tipo II - Classe A | 75 a 400 Nm | External | RiGGER | 2025-06-30
NOV SPS BR | Scrapped | SYS-07261 | Vernier calliper gauge / digital | Mitutoyo | 551-331-10 (Bico arredondado) | 0 a 300 mm | External | Metrologia | 2030-01-01
NOV SPS BR | For calibration | SYS-07262 | Vernier calliper gauge / digital | Mitutoyo | 551-206-10 (Bico arredondado) | 0 a 750 mm | External | Extrusora | 2025-03-15
Flexibles BR | Scrapped | SYS-07263 | Manometer | 0-Information missing | Série 7000 Argônio | 0 a 4500psi | External | Montagem | 2021-04-30
Flexibles BR | Scrapped | SYS-07264 | Manometer | 0-Information missing | Série 7000 Argônio | 0-4500psi | External | Montagem | 2018-03-07
Flexibles BR | Scrapped | SYS-07265 | Manometer | 0-Information missing | Série 7000 Argônio | 0 a 4500psi | External | Montagem | 2021-09-30
NOV SPS BR | In use | SYS-07266 | Vernier calliper gauge / digital | Mitutoyo | SPE-131010-1 (Bico Longo) | 0 a 970 mm | External | pressão 2 | 2024-12-07
NOV SPS BR | In use | SYS-07267 | Milliohmmeter | 0-Information missing | MO2Ke | 0 a 2.000&#937; | External | Metrologia | 2025-09-09
Flexibles BR | Scrapped | SYS-07268 | Manometer | Wika | Não consta | 0 a 700bar | External | OffShore | 2021-01-28
Flexibles BR | Scrapped | SYS-07269 | Manometer | Wika | Não consta | 0 a 700 bar | External | Metrologia - Laboratório Analítico | 2020-12-10
Flexibles BR | Scrapped | SYS-07270 | Manometer | Wika | Não consta | 0 a 700bar | External | Metrologia | 2022-01-05
NOV SPS BR | Stand by | SYS-07271 | Manometer | Wika | Não consta | 0 a 700 bar | External | Metrologia | 2030-01-01
Flexibles BR | Scrapped | SYS-07272 | Vernier calliper gauge / digital | Mitutoyo | 500-171-30B | 0 a 150mm | External | Montagem | 2021-01-18
Flexibles BR | Scrapped | SYS-07273 | Vernier calliper gauge / digital | Mitutoyo | 500-171-30B | 0 a 150 mm | External | Laboratório | 2021-12-08
Flexibles BR | Scrapped | SYS-07274 | Vernier calliper gauge / digital | Mitutoyo | 500-171-30B | 0 a 150mm | External | Montagem | 2019-07-25
Flexibles BR | Stand by | SYS-07275 | Vernier calliper gauge / digital | Mitutoyo | 500-171-30B | 0 a 150 mm | External | Metrologia | 2031-01-05
Flexibles BR | Scrapped | SYS-07276 | Vernier calliper gauge / digital | Mitutoyo | 500-171-30B | 0 a 150mm | External | WPCO | 2020-10-26
NOV SPS BR | Stand by | SYS-07277 | Micrometro interno de 3 pontas | Mitutoyo | 368-173 | 87 a 100 mm | External | Metrologia | 2030-12-22
Flexibles BR | Scrapped | SYS-07278 | Vernier calliper gauge / digital | Mitutoyo | 551-331-10 | 0 a 300mm | External | MON | 2022-07-15
Flexibles BR | Scrapped | SYS-07279 | Micrometro externo | Mitutoyo | 102-301 | 0 a 25mm | External | Montagem | 2018-04-13
Flexibles BR | Scrapped | SYS-07280 | Micrometro externo | Mitutoyo | 102-301 | 0 a 25 mm | External | Metrologia | 2030-01-29
Flexibles BR | Scrapped | SYS-07281 | Micrometro externo | Mitutoyo | 102-301 | 0 a 25 mm | External | Metrologia | 2019-11-05
NOV SPS BR | In use | SYS-07282 | Micrometro externo | Mitutoyo | 102-301 | 0 a 25 mm | External | Base Logística e BANOV | 2025-09-04
NOV SPS BR | Scrapped | SYS-07283 | Torquimetro | Gedore | 4549-05/Tipo II - Classe A | 5 a 50Nm | External | Metrologia | 2018-07-10
NOV SPS BR | Scrapped | SYS-07284 | Torquimetro | Gedore | 4549-05/Tipo II - Classe A | 5 a 50 Nm | External | Metrologia | 2030-01-24
NOV SPS BR | For calibration | SYS-07285 | Torquimetro | Gedore | 4549-05 | 5 a 50 Nm | External | Metrologia | 2030-05-30
NOV SPS BR | For calibration | SYS-07286 | Torquimetro | Gedore | 4100-01/Tipo II - Classe A | 10 a 100 Nm | External | Montagem | 2025-07-22
NOV SPS BR | For calibration | SYS-07287 | Torquimetro | Gedore | 4100-01/Tipo II - Classe A | 10 a 100 Nm | External | Montagem | 2025-02-19
NOV SPS BR | In use | SYS-07288 | Torquimetro | Gedore | 4100-01 | 20 a 100 Nm | External | Montagem | 2026-05-02
NOV SPS BR | For calibration | SYS-07289 | Torquimetro | Gedore | 4100-01/Tipo II - Classe A | 20 a 100 Nm | External | Montagem | 2026-01-17
NOV SPS BR | In use | SYS-07290 | Torquimetro | Gedore | 4100-01 | 20 a 100 Nm | External | Montagem | 2026-05-02
Flexibles BR | Stand by | SYS-07291 | Torquimetro | Gedore | 4201-01/Tipo II - Classe A | 20 a 200 Nm | External | Metrologia | 2031-01-05
NOV SPS BR | In use | SYS-07292 | Drying Oven | Thermo Fisher Scientific | OGS100 / TIPO J | 0 a 250ºC | External | Montagem | 2025-07-27
NOV SPS BR | In use | SYS-07293 | Drying Oven | Thermo Fisher Scientific | OGS100 / TIPO J | 0 a 200 ºC | External | Montagem | 2025-11-11
NOV SPS BR | In use | SYS-07294 | Drying Oven | Thermo Fisher Scientific | OGS100 / TIPO J | 0 a 250 ºC | External | Montagem | 2025-08-11
NOV SPS BR | In use | SYS-07295 | Drying Oven | Thermo Fisher Scientific | OGS100 | 40 a 200 ºC | External | Montagem | 2025-07-27
Flexibles BR | Scrapped | SYS-07296 | Drying Oven | Thermo Fisher Scientific | OMS60 | 0 a 250ºC | External | Montagem | 2018-06-13
NOV SPS BR | For calibration | SYS-07297 | Micrometro interno de 3 pontas | Mitutoyo | 368-173 | 87 a 100 mm | External | Montagem | 2026-02-27
Flexibles BR | Scrapped | SYS-07298 | Vacuummeter / manometer | Famabras | Não consta | -1 a 3 bar | External | Laboratório | 2019-11-05
Flexibles BR | Stand by | SYS-07299 | Vacuummeter / manometer | Famabras | Não consta | -1 a 3 bar | External | Metrologia | 2031-01-05
Flexibles BR | Stand by | SYS-07300 | Vacuummeter / manometer | Famabras | Não consta | -1 a 3 bar | External | Metrologia | 2031-01-05
Flexibles BR | Scrapped | SYS-07301 | Vacuummeter / manometer | Famabras | Não consta | -1 a 3 bar | External | Metrologia | 2031-01-05
NOV SPS BR | For calibration | SYS-07302 | Manometer | Famabras | Não consta | 0 a 700bar | External | FAT | 2024-05-30
Flexibles BR | Scrapped | SYS-07303 | Manometer | Famabras | Não consta | 0 a 700bar | External | Metrologia | 2022-01-05
Flexibles BR | Scrapped | SYS-07304 | Manometer | Famabras | Não consta | 0 - 700 bar | External | Montagem | 2020-10-20
Flexibles BR | Stand by | SYS-07305 | Manometer | Famabras | Não consta | 0 a 700 bar | External | Metrologia | 2030-12-22
NOV SPS BR | Stand by | SYS-07306 | Digital thermometer | 0-Information missing | 1710-K | -70 a 1250 ºC | External | Metrologia | 2031-01-05
NOV SPS BR | For calibration | SYS-07307 | Micrometer set | Mitutoyo | 137-209 | 50 a 1000 mm | External | EFS-SGS | 2025-05-03
Flexibles BR | Scrapped | SYS-07308 | Torquimetro | Gedore | 4201-01/Tipo II - Classe A | 40 a 200 Nm | External | Metrologia - Laboratório Analítico | 2030-01-01
Flexibles BR | Scrapped | SYS-07309 | Torquimetro | Gedore | 4201-01/Tipo II - Classe A | 40 a 200 Nm | External | Metrologia - Laboratório Analítico | 2030-01-01
Flexibles BR | Scrapped | SYS-07310 | Torquimetro | Gedore | 4201-01/Tipo II - Classe A | 40 a 200 Nm | External | Metrologia - Laboratório Analítico | 2030-01-01
Flexibles BR | Scrapped | SYS-07311 | Torquimetro | Gedore | 4201-01/Tipo II - Classe A | 40 a 200 Nm | External | Metrologia - Laboratório Analítico | 2030-01-01
Flexibles BR | Scrapped | SYS-07312 | Torquimetro | Gedore | 4201-01/Tipo II - Classe A | 40 a 200 Nm | External | Metrologia - Laboratório Analítico | 2030-01-01
Flexibles BR | Scrapped | SYS-07313 | Torquimetro | Gedore | 4201-01/Tipo II - Classe A | 40 a 200 Nm | External | Metrologia - Laboratório Analítico | 2030-01-01
Flexibles BR | Scrapped | SYS-07314 | Vernier calliper gauge / analog | Mitutoyo | 530-312B-10 | 0 a 150mm | External | Montagem | 2018-11-04
Flexibles BR | Scrapped | SYS-07315 | Vernier calliper gauge / analog | Mitutoyo | 530-312B-10 | 0 a 150 mm | External | Metrologia - Laboratório Analítico | 2023-08-25
Flexibles BR | Scrapped | SYS-07316 | Vernier calliper gauge / analog | Mitutoyo | 530-312B-10 | 0 a 150mm | External | Montagem | 2019-07-28
Flexibles BR | Scrapped | SYS-07317 | Vernier calliper gauge / analog | Mitutoyo | 530-312B-10 | 0 a 150mm | External | Montagem | 2022-04-16
NOV SPS BR | Stand by | SYS-07318 | Vernier calliper gauge / analog | Digimess | Não consta | 0 a 500 mm | External | Metrologia | 2030-12-07
NOV SPS BR | In use | SYS-07319 | Vernier calliper gauge / analog | Digimess | Não consta | 0 a 500 mm | External | FAT | 2026-03-04
Flexibles BR | Scrapped | SYS-07320 | Vernier calliper gauge / analog | Mitutoyo | 530-115 | 0 a 300mm | External | Montagem | 2019-02-16
Flexibles BR | Scrapped | SYS-07321 | Micrometro externo | Mitutoyo | 103/137 | 0 a 25 mm | External | Metrologia | 2030-01-01
NOV SPS BR | Stand by | SYS-07322 | Micrometro externo | Mitutoyo | 103-137 | 0 a 25 mm | External | Metrologia | 2030-01-01
Flexibles BR | Stand by | SYS-07323 | Micrometro externo | Mitutoyo | 103-137 | 0 a 25 mm | External | Metrologia | 2030-12-14
NOV SPS BR | Stand by | SYS-07324 | Micrometro externo | Mitutoyo | 103-137 | 0 a 25 mm | External | Metrologia | 2030-01-01
Flexibles BR | Scrapped | SYS-07325 | Relogio Comparador | Digimess | 121.304 | 0 a 10mm | External | Laboratório | 2021-02-03
NOV SPS BR | For calibration | SYS-07326 | Relogio Comparador | Digimess | 121.304 | 0 a 10 mm | External | Montagem | 2025-05-24
Flexibles BR | Scrapped | SYS-07327 | Torquimetro | Gedore | 4549-05 | 10 a 50 Nm | External | Montagem | 2020-09-24
NOV SPS BR | Scrapped | SYS-07328 | Torquimetro | Gedore | 4549-05/Tipo II - Classe A | 10 a 50 Nm | External | Montagem | 2025-06-28
Flexibles BR | Scrapped | SYS-07329 | Torquimetro | Gedore | 4549-05/Tipo II - Classe A | 10 a 50 Nm | External | Metrologia - Laboratório Analítico | 2030-12-22
NOV SPS BR | In use | SYS-07330 | Torquimetro | Gedore | 4549-05/Tipo II - Classe A | 10 a 50 Nm | External | Montagem | 2024-12-08
NOV SPS BR | For calibration | SYS-07331 | Torquimetro | Gedore | DMSE 400/Tipo II - Classe D | 80 a 400 Nm | External | Montagem | 2025-04-17
NOV SPS BR | In use | SYS-07332 | Torquimetro | Gedore | DMSE 400/Tipo II - Classe A | 80 a 400 Nm | External | Montagem | 2025-06-08
Flexibles BR | Scrapped | SYS-07333 | Torquimetro | Gedore | DMSE 400/Tipo II - Classe A | 80 a 400 Nm | External | Metrologia - Laboratório Analítico | 2030-01-01
NOV SPS BR | For calibration | SYS-07334 | Torquimetro | Gedore | 4100-01/Tipo II - Classe A | 20 a 100 Nm | External | Metrologia | 2025-09-21
NOV SPS BR | For calibration | SYS-07335 | Torquimetro | Gedore | 4100-01/Tipo II - Classe A | 20 a 100 Nm | External | Metrologia | 2021-08-14
NOV SPS BR | In use | SYS-07336 | Torquimetro | Gedore | 4100-01/Tipo II - Classe A | 20 a 100 Nm | External | Montagem | 2026-05-06
NOV SPS BR | For calibration | SYS-07337 | Torquimetro | Gedore | 4100-01/Tipo II - Classe A | 20 a 100 Nm | External | Montagem | 2024-07-26
NOV SPS BR | In use | SYS-07338 | Manometer | Wika | 233.50.063L | 0 a 1000 bar | External | Montagem (Offshore) | 2024-07-02
Flexibles BR | Stand by | SYS-07339 | Manometer | Wika | 233.50.063L | 0 a 1000 bar | External | Metrologia | 2031-01-05
Flexibles BR | Stand by | SYS-07340 | Manometer | Wika | 233.50.063L | 0 a 1000 bar | External | Metrologia | 2031-01-05
Flexibles BR | Scrapped | SYS-07341 | Manometer | Wika | 213.53.063L | 0 a 10 bar | External | Laboratório | 2018-10-23
Flexibles BR | Scrapped | SYS-07342 | Manometer | Wika | Não consta | 0 a 60 bar | External | Laboratório | 2020-12-17
Flexibles BR | Scrapped | SYS-07343 | Manometer | Wika | 213.53.063L | 0 a 10 bar | External | Laboratório | 2018-12-12
NOV SPS BR | In use | SYS-07344 | Control sensor | 0-Information missing | N480D | 30 a 120 ºC | External | Montagem | 2025-08-05
NOV SPS BR | In use | SYS-07345 | Control sensor | 0-Information missing | N480D | 30 a 120 ºC | External | Montagem | 2025-07-28
Flexibles BR | In use | SYS-07346 | Control sensor | 0-Information missing | N480D | 30 a 120 ºC | External | Montagem | 2025-07-28
NOV SPS BR | In use | SYS-07347 | Control sensor | 0-Information missing | N480D | 30 a 120 ºC | External | Montagem | 2025-08-05
NOV SPS BR | In use | SYS-07348 | Control sensor | 0-Information missing | N480D | 30 a 120 ºC | External | Montagem | 2025-08-10
Flexibles BR | In use | SYS-07349 | Control sensor | 0-Information missing | N480D | 30 a 120 ºC | External | Montagem | 2025-08-11
NOV SPS BR | In use | SYS-07350 | Temperature sensor | 0-Information missing | TP900 | 30 a 50 ºC | External | Montagem | 2025-11-12
NOV SPS BR | In use | SYS-07351 | Temperature sensor | 0-Information missing | TP900 | 30 a 50 ºC | External | Montagem | 2025-08-11
NOV SPS BR | In use | SYS-07352 | Temperature sensor | 0-Information missing | TP900 | 30 a 50 ºC | External | Montagem | 2025-08-12
NOV SPS BR | In use | SYS-07353 | Temperature sensor | 0-Information missing | TP900 | 30 a 50ºC | External | Montagem | 2026-01-14
NOV SPS BR | In use | SYS-07354 | Temperature sensor | 0-Information missing | TP900 | 30 a 50 ºC | External | Montagem | 2025-08-11
Flexibles BR | Scrapped | SYS-07355 | Vernier calliper gauge / digital | Digimess | - | 0 a 1000mm | External | Metrologia | 2021-08-28
NOV SPS BR | For calibration | SYS-07356 | Vernier calliper gauge / digital | Digimess | Bico longo | 0 a 1000 mm | External | Metrologia | 2025-06-02
NOV SPS BR | For calibration | SYS-07357 | Vernier calliper gauge / digital | Digimess | Bico longo | 0 a 1000 mm | External | PRESSÃO | 2025-04-09
Flexibles BR | Scrapped | SYS-07358 | Load cell | 0-Information missing | EXCEL-75 | 0 a 20000 Kgf | External | Metrologia | 2020-12-29
NOV SPS BR | In use | SYS-07359 | Flow meter | 0-Information missing | 80F08-1082/0 | 455 a 975 kg/h | External | Montagem | 2024-10-01
NOV SPS BR | For calibration | SYS-07360 | Flow meter | 0-Information missing | 80A04-10C2/0 | 115 a 270 kg/h | External | Montagem | 2024-10-01
NOV SPS BR | In use | SYS-07361 | Flow meter | 0-Information missing | 80A04-10C2/0 | 115 a 270 kg/h | External | Montagem | 2024-10-01
NOV SPS BR | In use | SYS-07362 | Flow meter | 0-Information missing | 80F08-1082/0 | 455 a 975 kg/h | External | Montagem | 2024-10-01
NOV SPS BR | In use | SYS-07363 | Flow meter | 0-Information missing | 80F08-1082/0 | 455 a 975 kg/h | External | Montagem | 2024-10-01
NOV SPS BR | In use | SYS-07364 | Flow meter | 0-Information missing | 80A04-10C2/0 | 115 a 270 kg/h | External | Montagem | 2024-10-01
NOV SPS BR | In use | SYS-07365 | Flow meter | 0-Information missing | 80F08-1082/0 | 455 a 975 kg/h | External | Montagem | 2024-10-01
Flexibles BR | Scrapped | SYS-07366 | Flow meter | 0-Information missing | 80A04-10C2/0 | 115 a 270 kg/h | External | Montagem | 2022-10-01
Flexibles BR | Scrapped | SYS-07367 | Flow meter | 0-Information missing | 80F08-1082/0 | 455 a 975 kg/h | External | Montagem | 2022-10-01
NOV SPS BR | In use | SYS-07368 | Flow meter | 0-Information missing | 80A04-10C2/0 | 115 a 270 kg/h | External | Montagem | 2024-10-01
Flexibles BR | Scrapped | SYS-07369 | Ultra sound measuring device | Olympus | 45MG Waveform | 0 a 100mm | External | Montagem | 2022-11-16
NOV SPS BR | For calibration | SYS-07370 | Ultra sound measuring device | Olympus | 45MG Waveform | 0 a 100 mm | External | Montagem | 2025-03-28
NOV SPS BR | For calibration | SYS-07371 | Ultra sound measuring device | Olympus | 45MG Waveform | 0 a 100 mm | External | Metrologia | 2025-04-19
Flexibles BR | Scrapped | SYS-07372 | Infra red Thermometer | Minipa | MT-395A | -50 a 1650°C | External | Laboratório | 2020-03-26
Flexibles BR | Scrapped | SYS-07373 | Infra red Thermometer | Minipa | MT-395A | -50 a 1650°C | External | Laboratório | 2030-01-01
Flexibles BR | Scrapped | SYS-07374 | Infra red Thermometer | Minipa | MT-395A | -50 a 1650°C | External | Montagem | 2021-02-27
Flexibles BR | Scrapped | SYS-07375 | Infra red Thermometer | Minipa | MT-395A | -50 a 1650°C | External | Laboratório | 2020-08-24
Flexibles BR | Scrapped | SYS-07376 | Vernier calliper gauge / digital | Digimess | 100.181I | 0 a 800mm | External | Metrologia | 2019-05-21
NOV SPS BR | For calibration | SYS-07377 | Vernier calliper gauge / analog | Digimess | 100.181I | 0 a 800 mm | External | Metrologia | 2024-08-26
Flexibles BR | Scrapped | SYS-07378 | Torquimetro | Gedore | 6551-120/Tipo II - Classe A | 163 a 810 Nm | External | Metrologia | 2024-02-28
Flexibles BR | Scrapped | SYS-07379 | Trena | Fluke | 419D | 0 a 80m | External | Montagem | 2022-07-12
Flexibles BR | Stand by | SYS-07380 | Gas Flowmeter | 0-Information missing | Série 7000 Argônio - Condor | 0 a 34 l/min | External | Metrologia | 2030-12-22
Flexibles BR | Scrapped | SYS-07381 | Trena | Starrett | TS510-15M | 0 a 15000mm | External | Montagem | 2020-09-08
Flexibles BR | Scrapped | SYS-07382 | Trena | Starrett | TS510-15M | 0 a 15000mm | External | Laboratório | 2019-08-25
Flexibles BR | Scrapped | SYS-07383 | Trena | Starrett | TS510-15M | 0 a 15000mm | External | Laboratório | 2019-10-04
Flexibles BR | Scrapped | SYS-07384 | Trena | Starrett | TS510-15M | 0 a 15000mm | External | Laboratorio | 2019-11-05
Flexibles BR | Scrapped | SYS-07385 | Trena | Starrett | TS510-15M | 0 a 15000mm | External | Montagem | 2021-05-15
Flexibles BR | Scrapped | SYS-07386 | Trena | Starrett | TS510-15M | 0 a 15000mm | External | Montagem | 2019-06-03
Flexibles BR | Scrapped | SYS-07387 | Drying Oven | 0-Information missing | Heratherm OGS100 | 0 a 250°C | External | Montagem | 2019-11-05
NOV SPS BR | Scrapped | SYS-07388 | Drying Oven | 0-Information missing | Heratherm OGS100 | 0 a 250°C | External | Montagem | 2024-11-01
NOV SPS BR | In use | SYS-07389 | Vernier calliper gauge / digital | Digimess | 100.181(Bico Longo) | 0 a 800 mm | External | FAT | 2025-08-24
NOV SPS BR | In use | SYS-07390 | Vernier calliper gauge / digital | Digimess | 100.181(Bico Longo) | 0 a 800 mm | External | Extrusão | 2025-10-23
Flexibles BR | Scrapped | SYS-07391 | Vernier calliper gauge / digital | Digimess | 100.181 | 0 a 800 mm | External | Metrologia | 2031-01-05
NOV SPS BR | For calibration | SYS-07392 | Vernier calliper gauge / digital | Digimess | 100.181 | 0 a 800 mm | External | Metrologia | 2025-01-12
NOV SPS BR | In use | SYS-07393 | Measuring block | 0-Information missing | 300RBX156 | 241,88mm | External | WPCO | 2027-01-24
NOV SPS BR | In use | SYS-07394 | Measuring block | 0-Information missing | 300RBX155 | 150,67mm | External | WPCO | 2026-07-13
Flexibles BR | In use | SYS-07395 | Measuring block | 0-Information missing | 300RBX157 | 299,11mm | External | WPCO | 2025-06-13
NOV SPS BR | In use | SYS-07396 | Measuring block | 0-Information missing | 300RBX158 | 357,28 mm | External | WPCO | 2025-06-13
Flexibles BR | In use | SYS-07397 | Measuring block | 0-Information missing | 300RBX159 | 432,69 mm | External | WPCO | 2025-06-13
Flexibles BR | Stand by | SYS-07398 | Relogio Comparador | 0-Information missing | 200MDR250B | 12,7 mm | External | Metrologia | 2030-12-21
Flexibles BR | Scrapped | SYS-07399 | Vacuummeter / manometer | 0-Information missing | - | -1 a 1,5bar | External | Máquina de Epóxy 1774 | 2030-01-01
Flexibles BR | Scrapped | SYS-07400 | Vacuummeter / manometer | 0-Information missing | - | -1 a 1,5bar | External | Máquina de Epóxy 1774 | 2030-01-01
Flexibles BR | Scrapped | SYS-07401 | Manometer | 0-Information missing | - | 0 a 12bar | External | Máquina de Epóxy 1774 | 2030-01-01
Flexibles BR | Scrapped | SYS-07402 | Manometer | 0-Information missing | - | 0 a 10Kgf/cm2 | External | Máquina de Epóxy 1774 | 2030-01-01
Flexibles BR | Scrapped | SYS-07403 | Manometer | 0-Information missing | - | 0 a 12bar | External | Máquina de Epóxy 1776 | 2030-01-01
Flexibles BR | Scrapped | SYS-07404 | Vacuummeter / manometer | 0-Information missing | - | -1 a 1,5bar | External | Máquina de Epóxy 1776 | 2030-01-01
Flexibles BR | Scrapped | SYS-07405 | Vacuummeter / manometer | 0-Information missing | - | -1 a 1,5bar | External | Máquina de Epóxy 1776 | 2030-01-01
Flexibles BR | Scrapped | SYS-07406 | Manometer | 0-Information missing | - | 0 a 6bar | External | Máquina de Epóxy 1776 | 2030-01-01
Flexibles BR | Scrapped | SYS-07407 | Manometer | 0-Information missing | - | 0 a 12bar | External | Máquina de Epóxy 1773 | 2030-01-01
Flexibles BR | Scrapped | SYS-07408 | Vacuummeter / manometer | 0-Information missing | - | -1 a 1,5bar | External | Máquina de Epóxy 1773 | 2030-01-01
Flexibles BR | Scrapped | SYS-07409 | Vacuummeter / manometer | 0-Information missing | - | -1 a 1,5bar | External | Máquina de Epóxy 1773 | 2030-01-01
Flexibles BR | Scrapped | SYS-07410 | Manometer | 0-Information missing | - | 0 a 6bar | External | Máquina de Epóxy 1773 | 2030-01-01
Flexibles BR | Scrapped | SYS-07411 | Manometer | 0-Information missing | - | 0 a 12bar | External | Máquina de Epóxy 1772 | 2030-01-01
Flexibles BR | Scrapped | SYS-07412 | Vacuummeter / manometer | 0-Information missing | - | -1 a 1,5bar | External | Máquina de Epóxy 1772 | 2030-01-01
Flexibles BR | Scrapped | SYS-07413 | Vacuummeter / manometer | 0-Information missing | - | -1 a 1,5bar | External | Máquina de Epóxy 1772 | 2030-01-01
Flexibles BR | Scrapped | SYS-07414 | Manometer | 0-Information missing | - | 0 a 6bar | External | Máquina de Epóxy 1772 | 2030-01-01
Flexibles BR | Scrapped | SYS-07415 | Manometer | 0-Information missing | - | 0 a 12bar | External | Máquina de Epóxy 1775 | 2030-01-01
Flexibles BR | Scrapped | SYS-07416 | Vacuummeter / manometer | 0-Information missing | - | -1 a 1,5bar | External | Máquina de Epóxy 1775 | 2030-01-01
Flexibles BR | Scrapped | SYS-07417 | Vacuummeter / manometer | 0-Information missing | - | -1 a 1,5bar | External | Máquina de Epóxy 1775 | 2030-01-01
Flexibles BR | Scrapped | SYS-07418 | Manometer | 0-Information missing | - | 0 a 6bar | External | Máquina de Epóxy 1775 | 2030-01-01
NOV SPS BR | For calibration | SYS-07419 | Torquimetro | Gedore | Dremometer D/Tipo II - Classe A | 155 a 760 Nm | External | Montagem | 2025-04-22
NOV SPS BR | Stand by | SYS-07420 | Torquimetro | Gedore | Dremometer D/Tipo II - Classe A | 155 a 760 Nm | External | Metrologia | 2030-01-01
Flexibles BR | Scrapped | SYS-07421 | Pressure relief valve | 0-Information missing | - | 0 a 600bar | External | FAT | 2030-01-01
Flexibles BR | Scrapped | SYS-07443 | Trena | Starrett | TS34-5ME | 0 a 5000mm | External | Laboratório | 2030-01-01
Flexibles BR | In use | SYS-07444 | Calibration rings | 0-Information missing | 6312-150 | 150 mm | External | Metrologia | 2025-09-08
Flexibles BR | Scrapped | SYS-07445 | Manometer | Wika | 233.50.063 | 0 a 20 bar | External | Metrologia | 2031-01-05
Flexibles BR | Stand by | SYS-07446 | Manometer | Wika | 233.50.063 | 0 a 20 bar | External | Metrologia | 2031-01-05
NOV SPS BR | In use | SYS-07447 | Manometer | Wika | 233.50.063 | 0 a 700 bar | External | Montagem | 2026-03-24
NOV SPS BR | In use | SYS-07448 | Manometer | Wika | 233.50.063 | 0 a 700 bar | External | Montagem | 2025-09-04
NOV SPS BR | Stand by | SYS-07449 | Manometer | 0-Information missing | 233.50.063 | 0 a 700 bar | External | Metrologia | 2030-07-02
Flexibles BR | Stand by | SYS-07450 | Manometer | Wika | 233.50.063 | 0 a 700 bar | External | Metrologia | 2031-01-05
Flexibles BR | Scrapped | SYS-07451 | Trena | Starrett | TS34-5ME | 0 a 5000mm | External | Montagem | 2021-06-07
Flexibles BR | Scrapped | SYS-07452 | Trena | Starrett | TS34-5ME | 0 a 5000 mm | External | SOF | 2023-08-26
Flexibles BR | Scrapped | SYS-07453 | Trena | Starrett | TS34-5ME | 0 a 5000mm | External | Metrologia | 2030-01-01
Flexibles BR | Scrapped | SYS-07454 | Trena | Starrett | TS34-5ME | 0 a 5000mm | External | PCO | 2020-08-23
Flexibles BR | Scrapped | SYS-07455 | Trena | Starrett | TS34-5ME | 0 a 5000mm | External | SOF | 2022-10-08
NOV SPS BR | In use | SYS-07456 | Trena | Starrett | TS34-5ME | 0 a 5000 mm | External | Tração | 2026-05-04
Flexibles BR | Scrapped | SYS-07457 | Trena | Starrett | TS34-5ME | 0 a 5000mm | External | Montagem | 2020-10-11
Flexibles BR | Scrapped | SYS-07458 | Trena | Starrett | TS34-5ME | 0 a 5000mm | External | Laboratório | 2021-02-11
NOV SPS BR | In use | SYS-07459 | Trena | Starrett | TS34-5ME | 0 a 5000 mm | External | Montagem | 2025-03-26
Flexibles BR | Scrapped | SYS-07460 | Trena | Starrett | TS34-5ME | 0 a 5000mm | External | Metrologia | 2030-01-01
Flexibles BR | Scrapped | SYS-07461 | Trena | Starrett | TS34-5ME | 0 a 5000mm | External | Montagem | 2021-08-21
Flexibles BR | Scrapped | SYS-07462 | Trena | Starrett | TS34-5ME | 0 a 5000mm | External | Montagem | 2020-10-19
NOV SPS BR | In use | SYS-07463 | Trena | Starrett | TS34-5ME | 0 a 5000mm | External | Montagem | 2026-03-30
Flexibles BR | Scrapped | SYS-07464 | Trena | Starrett | TS34-5ME | 0 a 5000mm | External | Laboratorio | 2019-11-05
Flexibles BR | Scrapped | SYS-07465 | Trena | Starrett | TS34-5ME | 0 a 5000mm | External | Montagem | 2019-11-05
Flexibles BR | Scrapped | SYS-07466 | Trena | Starrett | TS34-5ME | 0 a 5000mm | External | Montagem | 2020-02-28
NOV SPS BR | In use | SYS-07467 | Trena | Starrett | TS34-5ME | 0 a 5000 mm | External | PCO | 2025-07-21
NOV SPS BR | In use | SYS-07468 | Trena | 0-Information missing | TS34-5ME | 0 a 5000 mm | External | Montagem | 2025-07-21
Flexibles BR | Scrapped | SYS-07469 | Trena | Starrett | TS34-5ME | 0 a 5000mm | External | Montagem | 2019-11-05
Flexibles BR | Scrapped | SYS-07470 | Trena | Starrett | TS34-5ME | 0 a 5000mm | External | Montagem | 2019-11-05
NOV SPS BR | For calibration | SYS-07471 | Vernier calliper gauge / analog | Mitutoyo | 530-104B-10 | 0 a 150 mm | External | Metrologia | 2030-09-13
NOV SPS BR | For calibration | SYS-07472 | Vernier calliper gauge / analog | Mitutoyo | 530-104B-10 | 0 a 150 mm | External | Montagem | 2024-11-08
NOV SPS BR | For calibration | SYS-07473 | Load cell | NOVF | TLE-45MT-EC938-01 | 0 a 45tf / 4 a 20mA | External | Guindaste 400 TON | 2023-12-12
NOV SPS BR | For calibration | SYS-07474 | Load cell | NOVF | TLE-20MT-EC938-01 | 0 a 20tf / 4 a 20mA | External | Guindaste 400 TON | 2023-12-12
Flexibles BR | Scrapped | SYS-07475 | Manometer | Parker | SCJN-600-01 | 0 a 600 bar | External | Metrologia | 2022-07-05
NOV SPS BR | In use | SYS-07476 | Manometer | Wika | 233.50.063 | 0 a 1000 bar | External | Montagem | 2025-09-04
NOV SPS BR | In use | SYS-07477 | Manometer | Wika | 233.50.063 | 0 a 1000 bar | External | Montagem | 2025-09-04
NOV SPS BR | In use | SYS-07478 | Manometer | Wika | 233.50.063 | 0 a 1000 bar | External | Montagem | 2026-03-24
Flexibles BR | Scrapped | SYS-07479 | Manometer | Wika | 233.50.063 | 0 a 1000 bar | External | Metrologia - Laboratório Analítico | 2021-10-17
Flexibles BR | Stand by | SYS-07480 | Manometer | Wika | DG-10-S | 0 a 400 bar | External | Metrologia | 2031-01-05
Flexibles BR | Scrapped | SYS-07481 | Manometer | 0-Information missing | DG-10-S | 0 a 400 bar | External | Metrologia | 2023-07-15
Flexibles BR | Scrapped | SYS-07482 | Manometer | 0-Information missing | DG-10-S | 0 a 400 bar | External | Metrologia | 2022-01-17
Flexibles BR | Scrapped | SYS-07483 | Manometer | 0-Information missing | DG-10-S | 0 a 400 bar | External | Montagem | 2022-08-29
NOV SPS BR | For calibration | SYS-07484 | Inclinometer | Mitutoyo | 950-318 | 0 a 360 ° | External | Metrologia | 2024-10-07
Flexibles BR | Scrapped | SYS-07485 | Equipment | 0-Information missing | SM403.40.1.T | 0 a 40 mm | External | Metrologia - Laboratório Analítico | 2031-01-05
NOV SPS BR | In use | SYS-07486 | Equipment | 0-Information missing | SM403.40.1.T | - | External | FAT | 2025-06-30
NOV SPS BR | In use | SYS-07487 | Equipment | 0-Information missing | SM403.40.1.T | - | External | Metrologia | 2026-02-19
Flexibles BR | Scrapped | SYS-07488 | Equipment | 0-Information missing | SM403.40.1.T | - | External | Metrologia | 2031-01-05
NOV SPS BR | For calibration | SYS-07489 | Inclinometer | 0-Information missing | PTAM27-2-30-I1-CW-T0.1 – KAB2M | -30 a 30 graus | External | FAT | 2026-03-24
NOV SPS BR | For calibration | SYS-07490 | Inclinometer | 0-Information missing | PTAM27-2-30-I1-CW-T0.1 – KAB2M | -30 a 30 graus | External | FAT | 2026-03-24
NOV SPS BR | Scrapped | SYS-07491 | Inclinometer | 0-Information missing | PTAM27-2-30-I1-CW-T0.1 – KAB2M | -30 a 30 graus | External | Metrologia | 2030-01-01
NOV SPS BR | Stand by | SYS-07492 | Inclinometer | 0-Information missing | PTAM27-2-30-I1-CW-T0.1 – KAB2M | -30 a 30 graus | External | Metrologia | 2030-01-01
Flexibles BR | Stand by | SYS-07493 | Equipment | 0-Information missing | WS31C-500-420A-L35-1-KAB2M | - | External | Metrologia | 2031-01-05
Flexibles BR | Scrapped | SYS-07494 | Equipment | 0-Information missing | WS31C-500-420A-L35-1-KAB2M | - | External | Metrologia - Laboratório Analítico | 2031-01-05
Flexibles BR | Scrapped | SYS-07495 | Equipment | 0-Information missing | WS31C-500-420A-L35-1-KAB2M | - | External | Metrologia - Laboratório Analítico | 2031-01-05
Flexibles BR | Stand by | SYS-07496 | Equipment | 0-Information missing | WS31C-500-420A-L35-1-KAB2M | - | External | Metrologia | 2031-01-05
NOV SPS BR | Stand by | SYS-07497 | Inclinometer | 0-Information missing | INC 110 E 02 045 PP A CW 3M | -45 a 45 graus | External | Metrologia | 2030-01-01
NOV SPS BR | Stand by | SYS-07498 | Inclinometer | 0-Information missing | Não consta | -45 a 45 graus | External | Metrologia | 2030-01-01
NOV SPS BR | For external calibration | SYS-07499 | Micrometro externo | Mitutoyo | 293-821-30 | 0 a 25 mm | External | Metrologia | 2025-05-30
Flexibles BR | Stand by | SYS-07500 | Calibration rings | 0-Information missing | 538320 | 100 mm | External | Metrologia | 2031-01-05
Flexibles BR | Scrapped | SYS-07501 | Calibration rings | 0-Information missing | Não consta | 200 mm | External | Metrologia | 2022-03-08
NOV SPS BR | For calibration | SYS-07502 | Ultra sound measuring device | Olympus | 45MG Waveform | 0 a 100 mm | External | Metrologia | 2024-10-13
NOV SPS BR | Scrapped | SYS-07503 | Infra red Thermometer | 0-Information missing | Incoterm | -60 a 1000 ºC | External | Metrologia | 2023-10-26
Flexibles BR | Scrapped | SYS-07504 | Infra red Thermometer | 0-Information missing | Scantemp | -60 a 1000º | External | Montagem | 2022-01-22
NOV SPS BR | Stand by | SYS-07505 | Infra red Thermometer | 0-Information missing | Scantemp | -60 a 1000 ºC | External | Metrologia | 2030-01-01
NOV SPS BR | In use | SYS-07506 | Rugosímetro | 0-Information missing | Insize | - | External | WPCO | 2025-07-19
NOV SPS BR | In use | SYS-07507 | Vernier calliper gauge / digital | Sylvac | 811.1406.99 (Bico longo) | 0 a 600 mm | External | Montagem | 2025-08-24
NOV SPS BR | Scrapped | SYS-07508 | Vernier calliper gauge / digital | Sylvac | 811.1406.99 (Bico longo) | 0 a 600 mm | External | Metrologia | 2025-01-06
NOV SPS BR | Scrapped | SYS-07509 | Vernier calliper gauge / digital | Sylvac | 811.1406.99 | 0 a 600 mm | External | Metrologia | 2022-09-05
NOV SPS BR | Scrapped | SYS-07510 | Vernier calliper gauge / digital | Sylvac | 811.1406.99 (Bico longo) | 0 a 600 mm | External | Metrologia | 2031-01-05
Flexibles BR | Scrapped | SYS-07511 | Trena | Starrett | TS34-5ME | 0 a 5000 mm | External | Metrologia | 2024-05-27
Flexibles BR | Scrapped | SYS-07512 | Trena | Starrett | TS34-5ME - EDP-1588 | 0 a 5000mm | External | Montagem | 2022-11-29
NOV SPS BR | For calibration | SYS-07513 | Trena | Starrett | TS34-5ME | 0 a 5000 mm | External | WPCO | 2024-11-27
Flexibles BR | Scrapped | SYS-07514 | Trena | Starrett | TS34-5ME - EDP01588 | 0 a 5000mm | External | Metrologia | 2022-11-22
Flexibles BR | Scrapped | SYS-07515 | Trena | Starrett | TS34-5ME - EDP01588 | 0 a 5000mm | External | SOF | 2021-11-29
Flexibles BR | Scrapped | SYS-07516 | Trena | Starrett | TS34-5ME - EDP01588 | 0 a 5000mm | External | Montagem | 2021-11-29
Flexibles BR | Scrapped | SYS-07517 | Trena | Starrett | TS34-5ME - EDP01588 | 0 a 5000mm | External | Metrologia | 2021-11-29
Flexibles BR | Scrapped | SYS-07518 | Trena | Starrett | TS34-5ME - EDP01588 | 0 a 5000mm | External | Metrologia | 2021-11-29
Flexibles BR | Scrapped | SYS-07519 | Trena | Starrett | TS34-5ME | 0 a 5000 mm | External | Montagem | 2023-08-15
Flexibles BR | Scrapped | SYS-07520 | Trena | Starrett | TS34-5ME - EDP01588 | 0 a 5000 mm | External | WPCO/SOF | 2023-10-11
Flexibles BR | Scrapped | SYS-07521 | Trena | Starrett | TS34-5ME - EDP01588 | 0 a 5000mm | External | Montagem | 2023-02-03
Flexibles BR | Scrapped | SYS-07522 | Trena | Starrett | TS34-5ME - EDP01588 | 0 a 5000mm | External | Montagem | 2021-11-29
NOV SPS BR | Scrapped | SYS-07523 | Trena | Starrett | TS34-5ME | 0 a 5000mm | External | Metrologia | 2024-02-16
Flexibles BR | Scrapped | SYS-07524 | Trena | Starrett | TS34-5ME - EDP01588 | 0 a 5000mm | External | PCO | 2022-11-23
Flexibles BR | Scrapped | SYS-07525 | Trena | Starrett | TS34-5ME - EDP01588 | 0 a 5000mm | External | Montagem | 2023-02-06
Flexibles BR | Scrapped | SYS-07526 | Trena | Starrett | TS34-5ME - EDP01588 | 0 a 5000mm | External | Montagem | 2021-11-29
Flexibles BR | Scrapped | SYS-07527 | Trena | Starrett | TS34-5ME - EDP01588 | 0 a 5000mm | External | Metrologia | 2022-11-22
Flexibles BR | Scrapped | SYS-07528 | Trena | Starrett | TS34-5ME - EDP01588 | 0 a 5000mm | External | Montagem | 2021-11-29
Flexibles BR | Scrapped | SYS-07529 | Trena | Starrett | TS34-5ME - EDP01588 | 0 a 5000mm | External | PCO | 2023-02-04
NOV SPS BR | Scrapped | SYS-07530 | Trena | Starrett | TS34-5ME - EDP01588 | 0 a 5000mm | External | Metrologia | 2030-01-01
Flexibles BR | Scrapped | SYS-07531 | Trena | Starrett | TS34-5ME - EDP01588 | 0 a 5000mm | External | SOF | 2023-01-28
Flexibles BR | Scrapped | SYS-07532 | Trena | Starrett | TS34-5ME - EDP01588 | 0 a 5000mm | External | Metrologia | 2022-11-23
Flexibles BR | Scrapped | SYS-07533 | Trena | Starrett | TS34-5ME - EDP01588 | 0 a 5000mm | External | Montagem | 2021-11-29
NOV SPS BR | In use | SYS-07534 | Trena | Starrett | TS34-5ME - EDP01588 | 0 a 5000mm | External | Montagem | 2026-03-30
NOV SPS BR | For calibration | SYS-07535 | Trena | Starrett | TS34-5ME | 0 a 5000 mm | External | Tração | 2025-06-03
NOV SPS BR | In use | SYS-07536 | Trena | Starrett | TS34-5ME | 0 a 5000 mm | External | Tração | 2024-06-25
Flexibles BR | Scrapped | SYS-07537 | Trena | Starrett | TS34-5ME - EDP01588 | 0 a 5000mm | External | Metrologia | 2021-11-29
Flexibles BR | Scrapped | SYS-07538 | Trena | Starrett | TS34-5ME - EDP01588 | 0 a 5000mm | External | Laboratório | 2022-11-23
NOV SPS BR | Scrapped | SYS-07539 | Trena | Starrett | TS34-5ME - EDP01588 | 0 a 5000mm | External | Montagem | 2021-11-29
NOV SPS BR | For calibration | SYS-07540 | Trena | Starrett | TS34-5ME | 0 a 5000 mm | External | WPCO | 2024-11-27
Flexibles BR | Scrapped | SYS-07541 | Trena | Starrett | TS34-5ME - EDP01588 | 0 a 5000mm | External | WPCO | 2023-01-21
NOV SPS BR | For calibration | SYS-07542 | Trena | Starrett | TS34-5ME | 0 a 5000 mm | External | Metrologia | 2025-03-05
Flexibles BR | Scrapped | SYS-07543 | Trena | Starrett | TS34-5ME - EDP01588 | 0 a 5000mm | External | Metrologia | 2021-11-29
Flexibles BR | Scrapped | SYS-07544 | Trena | Starrett | TS34-5ME | 0 a 5000 mm | External | EXTRUSÃO | 2023-09-15
Flexibles BR | Scrapped | SYS-07545 | Trena | Starrett | TS34-5ME - EDP01588 | 0 a 5000mm | External | WPCO | 2023-08-23
Flexibles BR | Scrapped | SYS-07546 | Trena | Starrett | TS34-5ME - EDP01588 | 0 a 5000mm | External | Montagem | 2023-02-05
Flexibles BR | Scrapped | SYS-07547 | Trena | Starrett | TS34-5ME - EDP01588 | 0 a 5000mm | External | SOF | 2023-07-23
Flexibles BR | Scrapped | SYS-07548 | Trena | Starrett | TS34-5ME - EDP01588 | 0 a 5000mm | External | Metrologia | 2023-01-18
Flexibles BR | Scrapped | SYS-07549 | Trena | Starrett | TS34-5ME - EDP01588 | 0 a 5000mm | External | Montagem | 2021-11-29
Flexibles BR | Scrapped | SYS-07550 | Trena | Starrett | TS34-5ME - EDP01588 | 0 a 5000mm | External | Montagem | 2021-11-29
Flexibles BR | Scrapped | SYS-07551 | Trena | Starrett | TS34-5ME - EDP01588 | 0 a 5000mm | External | MON | 2022-11-23
Flexibles BR | Scrapped | SYS-07552 | Trena | Starrett | TS34-5ME | 0 a 5000mm | External | SOF | 2024-02-23
Flexibles BR | Scrapped | SYS-07553 | Feeler Gauge | Stanley | Laminas-78212 | 0,04 a 1.0 mm | External | Laboratório | 2020-11-19
Flexibles BR | Scrapped | SYS-07554 | Pressure transducer | Wika | HP-2-S | 0 a 23000psi | External | Montagem | 2021-01-18
Flexibles BR | Scrapped | SYS-07554 | Feeler Gauge | Stanley | Laminas-78212 | 0.04mm a 1.0mm | External | Laboratório | 2020-11-19
Flexibles BR | Scrapped | SYS-07555 | Feeler Gauge | Stanley | Laminas-78212 | 0.04 a 1.00mm | External | Laboratório | 2020-11-19
Flexibles BR | Scrapped | SYS-07556 | Feeler Gauge | Stanley | Laminas-78212 | 0.04 a 1.0mm | External | Laboratório | 2020-11-19
Flexibles BR | Scrapped | SYS-07557 | Feeler Gauge | Stanley | Laminas-78212 | 0.04 a 1.0mm | External | Laboratório | 2020-11-19
Flexibles BR | Scrapped | SYS-07558 | Feeler Gauge | Stanley | Laminas-78212 | 0.04 a 1.0mm | External | Laboratório | 2020-11-19
Flexibles BR | Scrapped | SYS-07559 | Feeler Gauge | Stanley | Laminas-78212 | 0.04 a 1.0mm | External | Laboratório | 2020-11-19
Flexibles BR | Scrapped | SYS-07560 | Feeler Gauge | Stanley | Laminas-78212 | 0.04 a 1.0mm | External | Laboratório | 2020-11-19
Flexibles BR | Scrapped | SYS-07561 | Feeler Gauge | Stanley | Laminas-78212 | 0.04 a 1.0mm | External | Laboratório | 2020-11-19
Flexibles BR | Scrapped | SYS-07562 | Feeler Gauge | Stanley | Laminas-78212 | 0.04 a 1.0mm | External | Laboratório | 2020-11-19
Flexibles BR | Scrapped | SYS-07563 | Feeler Gauge | Stanley | Laminas-78212 | 0.04 a 1.0mm | External | Laboratório | 2020-11-19
Flexibles BR | Scrapped | SYS-07564 | Feeler Gauge | Stanley | Laminas-78212 | 0.04 a 1.0mm | External | Laboratório | 2020-11-19
Flexibles BR | Scrapped | SYS-07565 | Feeler Gauge | Stanley | Laminas-78212 | 0.04 a 1.0mm | External | Laboratório | 2020-11-24
Flexibles BR | Scrapped | SYS-07566 | Feeler Gauge | Stanley | Laminas-78212 | 0.04 a 1.0mm | External | Laboratório | 2020-11-24
Flexibles BR | Scrapped | SYS-07567 | Feeler Gauge | Stanley | Laminas-78212 | 0.04 a 1.0mm | External | Laboratório | 2020-11-24
Flexibles BR | Scrapped | SYS-07568 | Feeler Gauge | Stanley | Laminas-78212 | 0.04 a 1.0mm | External | Laboratório | 2020-11-24
Flexibles BR | Scrapped | SYS-07569 | Feeler Gauge | Stanley | Laminas-78212 | 0.04 a 1.0mm | External | Laboratório | 2020-11-24
Flexibles BR | Scrapped | SYS-07570 | Feeler Gauge | Stanley | Laminas-78212 | 0.04 a 1.0mm | External | Laboratório | 2020-11-24
Flexibles BR | Scrapped | SYS-07571 | Feeler Gauge | Stanley | Laminas-78212 | 0.04 a 1.0mm | External | Laboratório | 2020-11-24
Flexibles BR | Scrapped | SYS-07572 | Feeler Gauge | Stanley | Laminas-78212 | 0.04 a 1.0mm | External | Laboratório | 2020-11-24
Flexibles BR | Scrapped | SYS-07573 | Feeler Gauge | Stanley | Laminas-78212 | 0.04 a 1.0mm | External | Laboratório | 2020-11-24
Flexibles BR | Scrapped | SYS-07574 | Feeler Gauge | Stanley | Laminas-78212 | 0.04 a 1.0mm | External | Laboratório | 2020-11-24
Flexibles BR | Scrapped | SYS-07575 | Feeler Gauge | Stanley | Laminas-78212 | 0.04 a 1.0mm | External | Laboratório | 2020-11-24
Flexibles BR | Scrapped | SYS-07576 | Feeler Gauge | Stanley | Laminas-78212 | 0.04 a 1.0mm | External | Laboratório | 2020-11-24
Flexibles BR | Scrapped | SYS-07577 | Feeler Gauge | Stanley | Laminas-78212 | 0.04 a 1.0mm | External | Laboratório | 2020-11-24
Flexibles BR | Scrapped | SYS-07578 | Feeler Gauge | Stanley | Laminas-78212 | 0.04 a 1.0mm | External | Laboratório | 2020-11-24
Flexibles BR | Scrapped | SYS-07579 | Feeler Gauge | Stanley | Laminas-78212 | 0.04 a 1.0mm | External | Laboratório | 2020-11-24
Flexibles BR | Scrapped | SYS-07580 | Feeler Gauge | Stanley | Laminas-78212 | 0.04 a 1.0mm | External | Laboratório | 2020-11-24
Flexibles BR | Scrapped | SYS-07581 | Feeler Gauge | Stanley | Laminas-78212 | 0.04 a 1.0mm | External | Laboratório | 2020-11-24
Flexibles BR | Scrapped | SYS-07582 | Feeler Gauge | Stanley | Laminas-78212 | 0.04 a 1.0mm | External | Laboratório | 2020-11-24
Flexibles BR | Scrapped | SYS-07583 | Feeler Gauge | Stanley | Laminas-78212 | 0.04 a 1.0mm | External | Laboratório | 2020-11-24
Flexibles BR | Scrapped | SYS-07584 | Feeler Gauge | Stanley | Laminas-78212 | 0.04 a 1.0mm | External | Laboratório | 2020-11-24
Flexibles BR | Scrapped | SYS-07585 | Feeler Gauge | Stanley | Laminas-78212 | 0.04 a 1.0mm | External | Laboratório | 2020-11-24
Flexibles BR | Scrapped | SYS-07586 | Feeler Gauge | Stanley | Laminas-78212 | 0.04 a 1.0mm | External | Laboratório | 2020-11-24
Flexibles BR | Scrapped | SYS-07587 | Feeler Gauge | Stanley | Laminas-78212 | 0.04 a 1.0mm | External | Laboratório | 2020-11-24
Flexibles BR | Scrapped | SYS-07588 | Feeler Gauge | Stanley | Laminas-78212 | 0.04 a 1.0mm | External | Laboratório | 2020-11-24
Flexibles BR | Scrapped | SYS-07589 | Feeler Gauge | Stanley | Laminas-78212 | 0.04 a 1.0mm | External | Laboratório | 2020-11-24
NOV SPS BR | For calibration | SYS-07590 | Feeler Gauge | Stanley | Laminas-78212 | 0.04 a 1.0mm | External | Laboratório | 2020-11-24
Flexibles BR | Scrapped | SYS-07591 | Feeler Gauge | Stanley | Laminas-78212 | 0.04 a 1.0mm | External | Laboratório | 2020-11-24
Flexibles BR | Scrapped | SYS-07592 | Feeler Gauge | Stanley | Laminas-78212 | 0.04 a 1.0mm | External | Laboratório | 2020-11-24
Flexibles BR | Scrapped | SYS-07593 | Feeler Gauge | Stanley | Laminas-78212 | 0.04 a 1.0mm | External | Laboratório | 2020-11-24
Flexibles BR | Scrapped | SYS-07594 | Manometer | 0-Information missing | - | 0 a 300 kgf/cm2 | External | Laboratório | 2020-12-29
Flexibles BR | Stand by | SYS-07595 | Equipment | 0-Information missing | AWP 110 0500 5K 3M A | 4 a 20 mA / 0 a 500 mm | External | Metrologia | 2031-01-05
NOV SPS BR | For calibration | SYS-07596 | Equipment | 0-Information missing | AWP 110 0500 5K 3M A | 4 a 20 mA / 0 a 500 mm | External | Metrologia | 2026-02-19
Flexibles BR | Stand by | SYS-07597 | Equipment | 0-Information missing | AWP 110 0500 5K 3M A | 4 a 20 mA / 0 a 500 mm | External | Metrologia | 2031-01-05
NOV SPS BR | For calibration | SYS-07598 | Equipment | 0-Information missing | AWP 110 0500 5K 3M A | 4 a 20 mA / 0 a 500 mm | External | FAT | 2025-06-30
Flexibles BR | Scrapped | SYS-07599 | Manometer | 0-Information missing | Série 7000 Argônio | 0 a 34 l/min | External | Laboratório | 2021-04-07
NOV SPS BR | Scrapped | SYS-07600 | Manometer | 0-Information missing | Não consta | 0 a 16 Kgf/cm² | External | Metrologia | 2024-04-22
Flexibles BR | Scrapped | SYS-07601 | Manometer | 0-Information missing | Série 7000 Argônio | 0 a 315 kgl/cm | External | Laboratório | 2026-10-30
Flexibles BR | Scrapped | SYS-07602 | Manometer | 0-Information missing | Série 7000 Argônio | 0 a 315 kgl/cm | External | Montagem | 2026-10-30
NOV SPS BR | For external calibration | SYS-07603 | Flow meter | 0-Information missing | Série 7000 Argônio | 4 - 32 kgf/cm² | External | Montagem | 2026-10-30
Flexibles BR | Scrapped | SYS-07604 | Flow meter | 0-Information missing | Série 7000 Argônio | 4 - 32 kgf/cm² | External | Montagem | 2026-10-30
NOV SPS BR | Scrapped | SYS-07605 | Feeler Gauge | Gedore | 702/20M | 0,05 a 1,00 mm | External | Metrologia | 2031-01-05
NOV SPS BR | Stand by | SYS-07606 | Trena | Fluke | Trena a laser 419D | 0 a 80 metros | External | Metrologia | 2030-05-20
NOV SPS BR | Scrapped | SYS-07607 | Trena | Fluke | Trena a laser 419D | 0 a 80 metros | External | Metrologia | 2022-11-24
NOV SPS BR | In use | SYS-07608 | Micrometro interno de 3 pontas | Digimess | 110.756 | 175 a 200 mm | External | Montagem | 2025-09-10
NOV SPS BR | For calibration | SYS-07609 | Micrometro interno de 3 pontas | Digimess | 110.760 | 275 a 300 mm | External | Carcaça | 2025-03-14
NOV SPS BR | Stand by | SYS-07610 | Standard Ring / Anel Padrão | 0-Information missing | Calibratools - Anel Padrão Liso | 124,999 mm | External | Metrologia | 2030-01-01
NOV SPS BR | Stand by | SYS-07611 | Standard Ring / Anel Padrão | 0-Information missing | Calibratools - Anel Padrão Liso | 149,998 mm | External | Metrologia | 2030-01-01
NOV SPS BR | Stand by | SYS-07612 | Standard Ring / Anel Padrão | 0-Information missing | Calibratools - Anel Padrão Liso | 199,996 mm | External | Metrologia | 2030-01-01
NOV SPS BR | Stand by | SYS-07613 | Standard Ring / Anel Padrão | 0-Information missing | Calibratools - Anel Padrão Liso | 225,000 mm | External | Metrologia | 2030-01-01
NOV SPS BR | Stand by | SYS-07614 | Standard Ring / Anel Padrão | 0-Information missing | Calibratools - Anel Padrão Liso | 274,997 mm | External | Metrologia | 2030-01-01
NOV SPS BR | Stand by | SYS-07615 | Standard Ring / Anel Padrão | 0-Information missing | Calibratools - Anel Padrão Liso | 300,040 mm | External | Metrologia | 2030-01-01
Flexibles BR | Scrapped | SYS-07616 | Measuring pig | 0-Information missing | - | - | External | Laboratório | 2021-10-28
NOV SPS BR | Scrapped | SYS-07617 | Infra red Thermometer | 0-Information missing | TI-550 | -50 a 550 °C | External | Metrologia | 2031-01-05
NOV SPS BR | Scrapped | SYS-07618 | Infra red Thermometer | 0-Information missing | Instrutherm TI-550 | -50°C - 550°C | External | Metrologia | 2023-01-25
NOV SPS BR | In use | SYS-07619 | Trena | Starrett | T834-5ME | 0 a 5000 mm | External | EXTRUSORA 03 | 2025-11-26
NOV SPS BR | Stand by | SYS-07620 | Micrometro interno de 3 pontas | Digimess | 110.754 | 125 a 150 mm | External | Metrologia | 2030-12-21
NOV SPS BR | For calibration | SYS-07621 | Trena | Starrett | TS34-5ME | 0 a 5000 mm | External | Metrologia | 2025-07-21
NOV SPS BR | In use | SYS-07622 | Trena | Starrett | TS34-5ME | 0 a 5000 mm | External | Montagem | 2025-06-03
NOV SPS BR | In use | SYS-07623 | Trena | Starrett | TS34-5ME | 0 a 5000 mm | External | Montagem | 2025-07-21
NOV SPS BR | Scrapped | SYS-07624 | Trena | Starrett | TS34-5ME | 0 a 5000mm | External | MON | 2023-02-28
NOV SPS BR | For calibration | SYS-07625 | Trena | Starrett | TS34-5ME | 0 a 5000 mm | External | Metrologia | 2025-03-05
NOV SPS BR | Scrapped | SYS-07626 | Trena | Starrett | TS34-5ME | 0 a 5000mm | External | PCO | 2023-02-23
NOV SPS BR | In use | SYS-07627 | Trena | Starrett | TS34-5ME | 0 a 5000 mm | External | WLD | 2025-07-21
NOV SPS BR | Scrapped | SYS-07628 | Trena | Starrett | TS34-5ME | 0 a 5000 mm | External | MON | 2023-02-28
NOV SPS BR | In use | SYS-07629 | Trena | Starrett | TS34-5ME | 0 a 5000 mm | External | Montagem | 2025-07-21
NOV SPS BR | Scrapped | SYS-07630 | Trena | Starrett | TS34-5ME | 0 a 5000mm | External | MON | 2023-02-28
NOV SPS BR | In use | SYS-07631 | Trena | Starrett | TS34-5ME | 0 a 5000 mm | External | Montagem | 2025-03-26
NOV SPS BR | In use | SYS-07632 | Trena | Starrett | TS34-5ME | 0 a 5000 mm | External | WPCO | 2026-02-25
NOV SPS BR | In use | SYS-07633 | Trena | Starrett | TS34-5ME | 0 a 5000 mm | External | Montagem | 2026-01-25
NOV SPS BR | Scrapped | SYS-07634 | Trena | Starrett | TS34-5ME | 0 a 5000mm | External | MON | 2023-02-28
NOV SPS BR | Scrapped | SYS-07635 | Trena | Starrett | TS34-5ME | 0 a 5000 mm | External | MON | 2023-02-28
NOV SPS BR | Scrapped | SYS-07636 | Infra red Thermometer | 0-Information missing | Incoterm ST 600.0 | -60 a 1000 ºC | External | EXTRUSÃO | 2024-07-09
NOV SPS BR | Stand by | SYS-07637 | Infra red Thermometer | 0-Information missing | Incoterm ScanTemp | -60 a 1000 ºC | External | Metrologia | 2030-01-01
NOV SPS BR | For calibration | SYS-07638 | Rugosímetro | Insize | ISR-CS130-W | 0,05 a 12,5 µRa | External | PCO | 2024-05-14
NOV SPS BR | Stand by | SYS-07639 | Manometer | 0-Information missing | Não consta | 0 a 700 bar | External | Metrologia | 2030-01-01
NOV SPS BR | For calibration | SYS-07640 | Vernier calliper gauge / digital | Digimess | 100.181 | 0 a 800 mm | External | Metrologia | 2024-08-14
NOV SPS BR | For calibration | SYS-07641 | Trena | Starrett | TS34-5ME | 0 a 5000 mm | External | Metrologia | 2025-03-05
NOV SPS BR | In use | SYS-07642 | Trena | Starrett | TS34-5ME | 0 a 5000 mm | External | Montagem | 2025-03-26
NOV SPS BR | For calibration | SYS-07643 | Trena | Starrett | TS34-5ME | 0 a 5000 mm | External | Metrologia | 2025-07-21
NOV SPS BR | Stand by | SYS-07644 | Trena | Starrett | TS34-5ME | 0 a 5000 mm | External | Metrologia | 2031-01-05
Flexibles BR | Scrapped | SYS-07645 | Trena | Starrett | TS34-5ME | 0 a 5000 mm | External | Montagem | 2024-01-16
Flexibles BR | Scrapped | SYS-07646 | Trena | Starrett | TS34-5ME | 0 a 5000 mm | External | PCO | 2024-01-17
NOV SPS BR | In use | SYS-07647 | Trena | Starrett | TS34-5ME | 0 a 5000 mm | External | Montagem | 2025-03-26
NOV SPS BR | Scrapped | SYS-07648 | Trena | Starrett | TS34-5ME | 0 a 5000 mm | External | Base logística | 2024-04-09
NOV SPS BR | In use | SYS-07649 | Trena | Starrett | TS34-5ME | 0 a 5000 mm | External | Montagem | 2025-03-05
NOV SPS BR | In use | SYS-07650 | Trena | Starrett | TS34-5ME | 0 a 5000 mm | External | Montagem | 2025-03-05
NOV SPS BR | In use | SYS-07651 | Trena | Starrett | TS34-5ME | 0 a 5000 mm | External | Montagem | 2025-03-26
NOV SPS BR | Scrapped | SYS-07652 | Trena | Starrett | TS34-5ME | 0 a 5000 mm | External | Movimentação de carga | 2024-02-29
NOV SPS BR | In use | SYS-07653 | Trena | Starrett | TS34-5ME | 0 a 5000 mm | External | Montagem | 2025-01-01
NOV SPS BR | In use | SYS-07654 | Trena | Starrett | TS34-5ME | 0 a 5000 mm | External | Montagem | 2025-01-16
NOV SPS BR | In use | SYS-07655 | Trena | Starrett | TS34-5ME | 0 a 5000 mm | External | Montagem | 2025-01-01
NOV SPS BR | In use | SYS-07656 | Trena | Starrett | TS34-5ME | 0 a 5000 mm | External | Tração | 2024-09-24
NOV SPS BR | For calibration | SYS-07657 | Trena | Starrett | TS34-5ME | 0 a 5000 mm | External | Metrologia | 2025-03-26
NOV SPS BR | In use | SYS-07658 | Trena | Starrett | TS34-5ME | 0 a 5000 mm | External | PCO | 2025-07-16
NOV SPS BR | In use | SYS-07659 | Trena | Starrett | TS34-5ME | 0 a 5000 mm | External | PCO | 2025-01-01
NOV SPS BR | In use | SYS-07660 | Trena | Starrett | TS34-5ME | 0 a 5000 mm | External | PCO | 2024-10-27
NOV SPS BR | In use | SYS-07661 | Trena | Starrett | TS538-20M | 0 a 20 m | External | Insulation | 2025-08-13
NOV SPS BR | Scrapped | SYS-07662 | Trena | Starrett | TS538-20M | 0 a 20 m | External | Metrologia | 2030-06-01
NOV SPS BR | In use | SYS-07663 | Trena | Starrett | TS538-20M | 0 a 20 m | External | Metrologia | 2025-12-14
NOV SPS BR | In use | SYS-07664 | Trena | Starrett | TS538-20M | 0 a 20 m | External | Montagem | 2025-03-26
Flexibles BR | In use | SYS-07665 | Trena | Starrett | TS538-20M | 0 a 20 m | External | Extrusão | 2025-06-14
NOV SPS BR | Stand by | SYS-07666 | Trena | Starrett | TS538-20M | 0 a 20 m | External | Metrologia | 2030-01-01
NOV SPS BR | In use | SYS-07667 | Manometer | 0-Information missing | SalcasPress 223 | 0 a 400 bar | External | Montagem | 2026-03-30
NOV SPS BR | In use | SYS-07668 | Manometer | 0-Information missing | Pressgage | 0 a 700 bar | External | Montagem | 2026-03-24
Flexibles BR | Scrapped | SYS-07669 | Manometer | 0-Information missing | Pressgage | 0 a 700 bar | External | Metrologia | 2024-02-21
NOV SPS BR | In use | SYS-07670 | Manometer | 0-Information missing | Pressgage | 0 a 700 bar | External | Montagem | 2026-03-24
Flexibles BR | Stand by | SYS-07671 | Manometer | 0-Information missing | Pressgage | 0 a 700 bar | External | Metrologia | 2031-01-05
NOV SPS BR | For calibration | SYS-07672 | Micrometro interno de 3 pontas | Mitutoyo | 368-181 | 275 a 300 mm | External | Metrologia | 2024-11-14
NOV SPS BR | In use | SYS-07673 | Milliohmmeter | 0-Information missing | Amprobe MO-100 | - | External | Montagem | 2026-05-04
NOV SPS BR | In use | SYS-07674 | Trena | Starrett | TS34-5ME | 0 a 5000 mm | External | PCO | 2025-06-03
Flexibles BR | Scrapped | SYS-07675 | Trena | Starrett | TS34-5ME | 0 a 5000 mm | External | Metrologia | 2024-04-22
Flexibles BR | Scrapped | SYS-07676 | Trena | Starrett | TS34-5ME | 0 a 5000 mm | External | Metrologia | 2024-04-22
NOV SPS BR | In use | SYS-07677 | Trena | Starrett | TS34-5ME | 0 a 5000 mm | External | PCO | 2025-06-03
Flexibles BR | Scrapped | SYS-07678 | Trena | Starrett | TS34-5ME | 0 a 5000 mm | External | Metrologia | 2024-04-22
NOV SPS BR | For calibration | SYS-07679 | Trena | Starrett | TS34-5ME | 0 a 5000 mm | External | Metrologia | 2024-04-22
NOV SPS BR | For calibration | SYS-07680 | Trena | Starrett | TS34-5ME | 0 a 5000 mm | External | Metrologia | 2025-03-26
NOV SPS BR | For calibration | SYS-07681 | Trena | Starrett | TS34-5ME | 0 a 5000 mm | External | Metrologia | 2025-07-21
NOV SPS BR | In use | SYS-07682 | Trena | Starrett | TS34-5ME | 0 a 5000 mm | External | Montagem | 2025-07-21
NOV SPS BR | For calibration | SYS-07683 | Trena | Starrett | TS34-5ME | 0 a 5000 mm | External | Montagem | 2024-04-22
NOV SPS BR | In use | SYS-07684 | Trena | Starrett | TS34-5ME | 0 a 5000 mm | External | PCO | 2025-06-03
NOV SPS BR | In use | SYS-07685 | Trena | Starrett | TS34-5ME | 0 a 5000 mm | External | Tração | 2026-01-13
NOV SPS BR | In use | SYS-07686 | Trena | Starrett | TS34-5ME | 0 a 5000 mm | External | Montagem | 2025-07-21
Flexibles BR | Stand by | SYS-07687 | Trena | Starrett | TS34-5ME | 0 a 5000 mm | External | Metrologia | 2031-01-05
NOV SPS BR | For calibration | SYS-07688 | Trena | Starrett | TS34-5ME | 0 a 5000 mm | External | Montagem | 2024-04-22
NOV SPS BR | For calibration | SYS-07689 | Trena | Starrett | TS34-5ME | 0 a 5000 mm | External | Montagem | 2024-04-22
Flexibles BR | Scrapped | SYS-07690 | Trena | Starrett | TS34-5ME | 0 a 5000 mm | External | Montagem | 2024-04-22
Flexibles BR | Scrapped | SYS-07691 | Trena | Starrett | TS34-5ME | 0 a 5000 mm | External | Metrologia | 2031-01-05
NOV SPS BR | For calibration | SYS-07692 | Trena | Starrett | TS34-5ME | 0 a 5000 mm | External | Metrologia | 2025-07-21
NOV SPS BR | In use | SYS-07693 | Trena | Starrett | TS34-5ME | 0 a 5000 mm | External | Montagem | 2026-01-25
NOV SPS BR | In use | SYS-07694 | Trena | Starrett | TS34-5ME | 0 a 5000 mm | External | Montagem | 2025-07-21
Flexibles BR | Scrapped | SYS-07695 | Trena | Starrett | TS34-5ME | 0 a 5000 mm | External | Montagem | 2024-04-22
Flexibles BR | Scrapped | SYS-07696 | Trena | Starrett | TS34-5ME | 0 a 5000 mm | External | Metrologia | 2024-04-22
Flexibles BR | Scrapped | SYS-07697 | Trena | Starrett | TS34-5ME | 0 a 5000 mm | External | Montagem | 2024-04-22
NOV SPS BR | In use | SYS-07698 | Trena | Starrett | TS34-5ME | 0 a 5000 mm | External | Montagem | 2025-07-21
Flexibles BR | Scrapped | SYS-07699 | Trena | Starrett | TS34-5ME | 0 a 5000 mm | External | Montagem | 2024-04-22
NOV SPS BR | For calibration | SYS-07700 | Trena | Starrett | TS34-5ME | 0 a 5000 mm | External | Metrologia | 2025-06-03
NOV SPS BR | In use | SYS-07701 | Trena | Starrett | TS34-5ME | 0 a 5000 mm | External | SOF | 2025-06-25
NOV SPS BR | For calibration | SYS-07702 | Trena | Starrett | TS34-5ME | 0 a 5000 mm | External | Metrologia | 2024-04-22
Flexibles BR | Scrapped | SYS-07703 | Trena | Starrett | TS34-5ME | 0 a 5000 mm | External | Montagem | 2024-04-22
NOV SPS BR | In use | SYS-07704 | Trena | Starrett | TS34-5ME | 0 a 5000 mm | External | PCO | 2025-06-03
NOV SPS BR | In use | SYS-07705 | Trena | Starrett | TS34-5ME | 0 a 5000 mm | External | SOF | 2025-06-19
Flexibles BR | Scrapped | SYS-07706 | Trena | Starrett | TS34-5ME | 0 a 5000 mm | External | Montagem | 2024-04-22
NOV SPS BR | In use | SYS-07707 | Trena | Starrett | TS34-5ME | 0 a 5000 mm | External | Montagem | 2026-02-25
Flexibles BR | Scrapped | SYS-07708 | Trena | Starrett | TS34-5ME | 0 a 5000 mm | External | Montagem | 2024-04-22
NOV SPS BR | For external calibration | SYS-07709 | Trena | Starrett | TS34-5ME | 0 a 5000 mm | External | Metrologia | 2024-04-22
NOV SPS BR | In use | SYS-07710 | Trena | Starrett | TS34-5ME | 0 a 5000 mm | External | Extrusão | 2025-07-14
NOV SPS BR | In use | SYS-07711 | Trena | Starrett | TS34-5ME | 0 a 5000 mm | External | Montagem | 2026-01-25
NOV SPS BR | In use | SYS-07712 | Trena | Starrett | TS34-5ME | 0 a 5000 mm | External | PRESSÃO | 2026-01-25
NOV SPS BR | In use | SYS-07713 | Trena | Starrett | TS34-5ME | 0 a 5000 mm | External | WPCO | 2026-01-20
Flexibles BR | Scrapped | SYS-07714 | Feeler Gauge | Stanley | 78-212 | 0,04 a 95 mm | External | Montagem | 2110-12-21
Flexibles BR | Scrapped | SYS-07715 | Feeler Gauge | Stanley | 78-212 | 0,04 a 95 mm | External | Montagem | 2111-01-04
Flexibles BR | Scrapped | SYS-07716 | Feeler Gauge | Stanley | 78-212 | 0,04 a 95 mm | External | Montagem | 2110-12-20
Flexibles BR | Scrapped | SYS-07717 | Feeler Gauge | Stanley | 78-212 | 0,04 a 95 mm | External | Montagem | 2111-01-04
Flexibles BR | Scrapped | SYS-07718 | Feeler Gauge | Stanley | 78-212 | 0,04 a 95 mm | External | Montagem | 2111-01-04
Flexibles BR | Scrapped | SYS-07719 | Feeler Gauge | Stanley | 78-212 | 0,04 a 95 mm | External | Montagem | 2110-12-13
Flexibles BR | Scrapped | SYS-07720 | Feeler Gauge | Stanley | 78-212 | 0,04 a 95 mm | External | Montagem | 2111-01-04
Flexibles BR | Scrapped | SYS-07721 | Feeler Gauge | Stanley | 78-212 | 0,04 a 95 mm | External | Montagem | 2111-01-04
Flexibles BR | Scrapped | SYS-07722 | Feeler Gauge | Stanley | 78-212 | 0,04 a 95 mm | External | Montagem | 2111-01-03
Flexibles BR | Scrapped | SYS-07723 | Feeler Gauge | Stanley | 78-212 | 0,04 a 95 mm | External | Montagem | 2101-11-18
Flexibles BR | Scrapped | SYS-07724 | Feeler Gauge | Stanley | 78-212 | 0,04 a 95 mm | External | Montagem | 2110-12-20
NOV SPS BR | Scrapped | SYS-07725 | Feeler Gauge | Stanley | 78-212 | 0,04 a 95 mm | External | Montagem | 2110-12-21
NOV SPS BR | In use | SYS-07726 | Trena | Starrett | TS34-5ME | 0 a 5000 mm | External | Montagem | 2026-01-25
NOV SPS BR | Stand by | SYS-07727 | Trena | Starrett | TS34-5ME | 0 a 5000 mm | External | Metrologia | 2031-01-05
NOV SPS BR | For calibration | SYS-07728 | Manometer | 0-Information missing | MR25095/23 | 0 a 400 bar | External | Metrologia | 2024-09-06
NOV SPS BR | Stand by | SYS-07729 | Manometer | 0-Information missing | MR25095/23 | 0 a 400 bar | External | Metrologia | 2030-01-01
NOV SPS BR | In use | SYS-07730 | Trena | Starrett | TS34-5ME | 0 a 5000 mm | External | INSULATION | 2026-02-14
NOV SPS BR | In use | SYS-07731 | Trena | 0-Information missing | Vonder VD 20 | 0 a 20 metros | External | Engenharia (operações) | 2024-07-01
NOV SPS BR | For calibration | SYS-07732 | Relogio Comparador | Mitutoyo | 7222A | 0 a 12,7 mm | External | WPCO | 2025-04-13
NOV SPS BR | In use | SYS-07733 | Trena | Fluke | 424D | 0 a 100 m | External | EXTRUSÃO | 2026-04-09
NOV SPS BR | In use | SYS-07734 | Trena | Fluke | 424D | 0 a 100 m | External | PFA | 2026-03-02
Flexibles BR | Stand by | SYS-07735 | Trena | Starrett | TS34-5ME | 0 a 5000 mm | External | Metrologia | 2030-12-21
NOV SPS BR | For calibration | SYS-07736 | Trena | Starrett | TS34-5ME | 0 a 5000 mm | External | Metrologia | 2025-03-26
NOV SPS BR | In use | SYS-07737 | Trena | Starrett | TS34-5ME | 0 a 5000 mm | External | PCO | 2025-01-01
NOV SPS BR | In use | SYS-07738 | Trena | Starrett | TS34-5ME | 0 a 5000 mm | External | Montagem | 2025-03-26
NOV SPS BR | In use | SYS-07739 | Trena | Starrett | TS34-5ME | 0 a 5000 mm | External | Movimentação de carga | 2024-10-27
NOV SPS BR | In use | SYS-07740 | Trena | Starrett | TS34-5ME | 0 a 5000 mm | External | Montagem | 2026-05-07
NOV SPS BR | In use | SYS-07741 | Trena | Starrett | TS34-5ME | 0 a 5000 mm | External | WPCO | 2026-04-29
NOV SPS BR | In use | SYS-07742 | Trena | Starrett | TS34-5ME | 0 a 5000 mm | External | PCO | 2024-11-21
NOV SPS BR | In use | SYS-07743 | Trena | Starrett | TS34-5ME | 0 a 5000 mm | External | PCO | 2025-01-01
NOV SPS BR | In use | SYS-07744 | Trena | Starrett | TS34-5ME | 0 a 5000 mm | External | PCO | 2025-01-01
NOV SPS BR | For calibration | SYS-07745 | Trena | Starrett | TS34-5ME | 0 a 5000 mm | External | Metrologia | 2025-03-26
NOV SPS BR | In use | SYS-07746 | Trena | Starrett | TS34-5ME | 0 a 5000 mm | External | Montagem | 2026-03-30
NOV SPS BR | Scrapped | SYS-07747 | Trena | Starrett | TS34-5ME | 0 a 5000 mm | External | PCO | 2025-06-03
NOV SPS BR | In use | SYS-07748 | Trena | Starrett | TS34-5ME | 0 a 5000 mm | External | PCO | 2025-06-03
NOV SPS BR | In use | SYS-07749 | Trena | Starrett | TS34-5ME | 0 a 5000 mm | External | Montagem | 2025-07-21
NOV SPS BR | In use | SYS-07750 | Trena | Starrett | TS34-5ME | 0 a 5000 mm | External | PCO | 2025-06-03
NOV SPS BR | For calibration | SYS-07751 | Trena | Starrett | TS34-5ME | 0 a 5000 mm | External | Metrologia | 2024-10-27
NOV SPS BR | In use | SYS-07752 | Trena | Starrett | TS34-5ME | 0 a 5000 mm | External | WPCO | 2026-01-19
NOV SPS BR | For calibration | SYS-07753 | Trena | Starrett | TS34-5ME | 0 a 5000 mm | External | Metrologia | 2025-01-01
NOV SPS BR | In use | SYS-07754 | Trena | Starrett | TS34-5ME | 0 a 5000 mm | External | PCO | 2025-01-16
Flexibles BR | Scrapped | SYS-07755 | Feeler Gauge | Stanley | 78212 | _ | External | Metrologia | 2032-08-17
Flexibles BR | Scrapped | SYS-07756 | Feeler Gauge | 0-Information missing | 78212 | - | External | Metrologia | 2030-08-08
Flexibles BR | Scrapped | SYS-07757 | Feeler Gauge | 0-Information missing | 78212 | - | External | Metrologia | 2030-08-08
Flexibles BR | Scrapped | SYS-07758 | Feeler Gauge | 0-Information missing | 78212 | - | External | Metrologia | 2030-08-08
Flexibles BR | Scrapped | SYS-07759 | Feeler Gauge | 0-Information missing | 78212 | - | External | Metrologia | 2030-08-08
Flexibles BR | Scrapped | SYS-07760 | Feeler Gauge | Stanley | 78212 | - | External | Metrologia | 2030-08-08
Flexibles BR | Scrapped | SYS-07761 | Feeler Gauge | Stanley | 78212 | - | External | Metrologia | 2030-08-09
Flexibles BR | Scrapped | SYS-07762 | Feeler Gauge | Stanley | 78212 | - | External | Metrologia | 2030-08-09
Flexibles BR | Scrapped | SYS-07763 | Feeler Gauge | Stanley | 78212 | - | External | Metrologia | 2030-08-09
Flexibles BR | Scrapped | SYS-07764 | Feeler Gauge | Stanley | 78212 | - | External | Metrologia | 2030-08-10
Flexibles BR | Scrapped | SYS-07765 | Feeler Gauge | Stanley | 78212 | - | External | Metrologia | 2030-08-10
Flexibles BR | Scrapped | SYS-07766 | Feeler Gauge | Stanley | 78212 | - | External | Pressão 2 | 2030-08-10
Flexibles BR | Scrapped | SYS-07767 | Feeler Gauge | Stanley | - | - | External | Metrologia | 2030-08-10
Flexibles BR | Scrapped | SYS-07768 | Feeler Gauge | Stanley | 78212 | - | External | Metrologia | 2030-08-10
Flexibles BR | Scrapped | SYS-07769 | Feeler Gauge | Stanley | 78212 | - | External | Metrologia | 2030-08-10
NOV SPS BR | For calibration | SYS-07770 | Trena | Starrett | TX34-5ME | 0 a 5000 mm | External | FAT | 2024-09-24
NOV SPS BR | For calibration | SYS-07771 | Ultra sound measuring device | Olympus | 45MG Waveform | 0 a 100 mm | External | Metrologia | 2024-11-05
NOV SPS BR | In use | SYS-07772 | Ultra sound measuring device | Olympus | 45MG Waveform | 0 a 100 mm | External | Montagem | 2025-07-01
NOV SPS BR | In use | SYS-07773 | Steel ruler | 0-Information missing | Harden / 580701 | 0 a 15 cm | External | PCO | 2026-04-08
NOV SPS BR | In use | SYS-07774 | Steel ruler | 0-Information missing | Harden / 580701 | 0 a 15 cm | External | Montagem | 2024-12-31
NOV SPS BR | In use | SYS-07775 | Steel ruler | 0-Information missing | Harden / 580701 | 0 a 15 cm | External | PCO | 2026-04-08
NOV SPS BR | In use | SYS-07776 | Steel ruler | 0-Information missing | Harden / 580701 | 0 a 15 cm | External | PCO | 2026-04-08
NOV SPS BR | In use | SYS-07777 | Steel ruler | 0-Information missing | Harden / 580701 | 0 a 15 cm | External | PCO | 2026-04-08
NOV SPS BR | For calibration | SYS-07778 | Steel ruler | 0-Information missing | Harden / 580701 | 0 a 15 cm | External | Metrologia | 2024-12-31
NOV SPS BR | In use | SYS-07779 | Steel ruler | 0-Information missing | Harden / 580701 | 0 a 15 cm | External | PCO | 2026-04-08
NOV SPS BR | In use | SYS-07780 | Steel ruler | 0-Information missing | Harden / 580701 | 0 a 15 cm | External | PCO | 2026-04-08
NOV SPS BR | For calibration | SYS-07781 | Steel ruler | 0-Information missing | Harden / 580701 | 0 a 15 cm | External | Metrologia | 2024-12-31
NOV SPS BR | In use | SYS-07782 | Steel ruler | 0-Information missing | Harden / 580701 | 0 a 15 cm | External | Montagem | 2024-12-31
NOV SPS BR | In use | SYS-07783 | Steel ruler | 0-Information missing | Harden / 580701 | 0 a 15 cm | External | PCO | 2026-04-08
NOV SPS BR | In use | SYS-07784 | Steel ruler | 0-Information missing | Harden / 580701 | 0 a 15 cm | External | PCO | 2026-04-08
NOV SPS BR | In use | SYS-07785 | Steel ruler | 0-Information missing | Harden / 580701 | 0 a 15 cm | External | Montagem | 2024-12-31
NOV SPS BR | In use | SYS-07786 | Steel ruler | 0-Information missing | Harden / 580701 | 0 a 15 cm | External | Montagem | 2024-12-31
NOV SPS BR | In use | SYS-07787 | Steel ruler | 0-Information missing | Harden / 580701 | 0 a 15 cm | External | Montagem | 2024-12-31
NOV SPS BR | In use | SYS-07788 | Steel ruler | 0-Information missing | Harden / 580701 | 0 a 15 cm | External | Montagem | 2024-12-31
NOV SPS BR | For calibration | SYS-07789 | Steel ruler | 0-Information missing | Harden / 580701 | 0 a 15 cm | External | Metrologia | 2024-12-31
NOV SPS BR | In use | SYS-07790 | Steel ruler | 0-Information missing | Harden / 580701 | 0 a 15 cm | External | PCO | 2026-04-08
NOV SPS BR | For calibration | SYS-07791 | Steel ruler | 0-Information missing | Harden / 580701 | 0 a 15 cm | External | Metrologia | 2026-01-24
NOV SPS BR | In use | SYS-07792 | Steel ruler | 0-Information missing | Harden / 580701 | 0 a 15 cm | External | Montagem | 2024-12-31
NOV SPS BR | In use | SYS-07793 | Steel ruler | 0-Information missing | Harden / 580701 | 0 a 15 cm | External | Montagem | 2024-12-31
NOV SPS BR | For calibration | SYS-07794 | Steel ruler | 0-Information missing | Harden / 580701 | 0 a 15 cm | External | Metrologia | 2024-12-31
NOV SPS BR | In use | SYS-07795 | Steel ruler | 0-Information missing | Harden / 580701 | 0 a 15 cm | External | PCO | 2026-04-08
NOV SPS BR | In use | SYS-07796 | Steel ruler | 0-Information missing | Harden / 580701 | 0 a 15 cm | External | Montagem | 2024-12-31
NOV SPS BR | For calibration | SYS-07797 | Steel ruler | 0-Information missing | Harden / 580701 | 0 a 15 cm | External | Metrologia | 2024-12-31
NOV SPS BR | For calibration | SYS-07798 | Steel ruler | 0-Information missing | Harden / 580701 | 0 a 15 cm | External | Metrologia | 2024-12-31
NOV SPS BR | In use | SYS-07799 | Steel ruler | 0-Information missing | Harden / 580701 | 0 a 15 cm | External | PCO | 2026-04-08
NOV SPS BR | For calibration | SYS-07800 | Steel ruler | 0-Information missing | Harden / 580701 | 0 a 15 cm | External | Metrologia | 2024-12-31
NOV SPS BR | In use | SYS-07801 | Steel ruler | 0-Information missing | Harden / 580701 | 0 a 15 cm | External | PCO | 2026-04-08
NOV SPS BR | In use | SYS-07802 | Steel ruler | 0-Information missing | Harden / 580701 | 0 a 15 cm | External | PCO | 2026-04-08
NOV SPS BR | For calibration | SYS-07803 | Steel ruler | 0-Information missing | Harden / 580701 | 0 a 15 cm | External | Metrologia | 2024-12-31
NOV SPS BR | In use | SYS-07804 | Steel ruler | 0-Information missing | Harden / 580701 | 0 a 15 cm | External | Montagem | 2024-12-31
NOV SPS BR | In use | SYS-07805 | Steel ruler | 0-Information missing | Harden / 580701 | 0 a 15 cm | External | PCO | 2026-04-08
NOV SPS BR | In use | SYS-07806 | Steel ruler | 0-Information missing | Harden / 580701 | 0 a 15 cm | External | Montagem | 2024-12-31
NOV SPS BR | In use | SYS-07807 | Steel ruler | 0-Information missing | Harden / 580701 | 0 a 15 cm | External | PCO | 2026-04-08
NOV SPS BR | In use | SYS-07808 | Steel ruler | 0-Information missing | Harden / 580701 | 0 a 15 cm | External | Montagem | 2024-12-31
NOV SPS BR | For calibration | SYS-07809 | Steel ruler | 0-Information missing | Harden / 580701 | 0 a 15 cm | External | Metrologia | 2024-12-31
NOV SPS BR | In use | SYS-07810 | Steel ruler | 0-Information missing | Harden / 580701 | 0 a 15 cm | External | Montagem | 2024-12-31
NOV SPS BR | In use | SYS-07811 | Steel ruler | 0-Information missing | Harden / 580701 | 0 a 15 cm | External | PCO | 2026-04-08
NOV SPS BR | In use | SYS-07812 | Steel ruler | 0-Information missing | Harden / 580701 | 0 a 15 cm | External | PCO | 2026-04-08
NOV SPS BR | For calibration | SYS-07813 | Steel ruler | 0-Information missing | Harden / 580701 | 0 a 15 cm | External | Metrologia | 2024-12-31
NOV SPS BR | For calibration | SYS-07814 | Steel ruler | 0-Information missing | Harden / 580701 | 0 a 15 cm | External | Metrologia | 2024-12-31
NOV SPS BR | For calibration | SYS-07815 | Steel ruler | 0-Information missing | Harden / 580701 | 0 a 15 cm | External | Metrologia | 2024-12-31
NOV SPS BR | In use | SYS-07816 | Steel ruler | 0-Information missing | Harden / 580701 | 0 a 15 cm | External | Montagem | 2024-12-31
NOV SPS BR | In use | SYS-07817 | Steel ruler | 0-Information missing | Harden / 580701 | 0 a 15 cm | External | Montagem | 2024-12-31
NOV SPS BR | For calibration | SYS-07818 | Steel ruler | 0-Information missing | Harden / 580701 | 0 a 15 cm | External | Metrologia | 2024-12-31
NOV SPS BR | In use | SYS-07819 | Steel ruler | 0-Information missing | Harden / 580701 | 0 a 15 cm | External | PCO | 2026-04-08
NOV SPS BR | In use | SYS-07820 | Steel ruler | 0-Information missing | Harden / 580701 | 0 a 15 cm | External | Montagem | 2024-12-31
NOV SPS BR | For calibration | SYS-07821 | Steel ruler | 0-Information missing | Harden / 580701 | 0 a 15 cm | External | Metrologia | 2024-12-31
NOV SPS BR | For calibration | SYS-07822 | Steel ruler | 0-Information missing | Harden / 580701 | 0 a 15 cm | External | Metrologia | 2024-12-31
NOV SPS BR | In use | SYS-07823 | Steel ruler | 0-Information missing | Harden / 580701 | 0 a 15 cm | External | PCO | 2026-04-08
NOV SPS BR | In use | SYS-07824 | Steel ruler | 0-Information missing | Harden / 580701 | 0 a 15 cm | External | Montagem | 2024-12-31
NOV SPS BR | For calibration | SYS-07825 | Steel ruler | 0-Information missing | Harden / 580701 | 0 a 15 cm | External | Metrologia | 2024-12-31
NOV SPS BR | In use | SYS-07826 | Steel ruler | 0-Information missing | Harden / 580701 | 0 a 15 cm | External | PCO | 2026-04-08
NOV SPS BR | In use | SYS-07827 | Steel ruler | 0-Information missing | Harden / 580701 | 0 a 15 cm | External | PCO | 2026-04-08
NOV SPS BR | In use | SYS-07828 | Steel ruler | 0-Information missing | Harden / 580701 | 0 a 15 cm | External | PCO | 2026-04-08
NOV SPS BR | In use | SYS-07829 | Torquimetro | Gedore | GBR 3550-10 | 10 a 100 N.m | External | EXTRUSÃO | 2025-10-14
NOV SPS BR | In use | SYS-07830 | Torquimetro | Gedore | GBR 3550-10 | 10 a 100 N.m | External | FAT | 2026-05-15
NOV SPS BR | In use | SYS-07831 | Torquimetro | Gedore | GBR 3550-10 | 10 a 100 N.m | External | Montagem | 2025-11-21
NOV SPS BR | For calibration | SYS-07832 | Torquimetro | Gedore | GBR 3550-10 | 10 a 100 N.m | External | FAT | 2025-04-13
NOV SPS BR | In use | SYS-07833 | Torquimetro | Gedore | GBR 3550-10 | 10 a 100 N.m | External | Montagem | 2026-05-02
NOV SPS BR | In use | SYS-07834 | Torquimetro | Gedore | GBR 3550-10 | 10 a 100 N.m | External | Montagem | 2026-02-20
NOV SPS BR | For calibration | SYS-07835 | Milliohmmeter | 0-Information missing | Amprobe MO-100 | - | External | Montagem | 2025-05-16
NOV SPS BR | In use | SYS-07836 | Trena | Starrett | TS34-5ME | 0 a 5000 mm | External | Montagem | 2025-06-23
NOV SPS BR | In use | SYS-07837 | Trena | Starrett | TS34-5ME | 0 a 5000 mm | External | Montagem | 2025-07-21
NOV SPS BR | Scrapped | SYS-07838 | Feeler Gauge | Stanley | 781212 | 0.04 a 1,00 mm | External | Metrologia | 2024-06-20
Flexibles BR | Scrapped | SYS-07839 | Feeler Gauge | Stanley | 78212 | 0,04 a 1,0 mm | External | Metrologia | 2024-06-20
NOV SPS BR | Scrapped | SYS-07840 | Feeler Gauge | Stanley | 78212 | - | External | Metrologia | 2024-06-20
Flexibles BR | Scrapped | SYS-07841 | Feeler Gauge | Stanley | 78212 | - | External | Metrologia | 2024-06-20
Flexibles BR | Scrapped | SYS-07842 | Feeler Gauge | Stanley | 78212 | - | External | Metrologia | 2024-06-20
Flexibles BR | Scrapped | SYS-07843 | Feeler Gauge | Stanley | 78212 | - | External | Metrologia | 2024-06-20
Flexibles BR | Scrapped | SYS-07844 | Feeler Gauge | Stanley | 78212 | - | External |  | 2024-06-20
Flexibles BR | Scrapped | SYS-07845 | Feeler Gauge | Stanley | 78212 | - | External | Metrologia | 2024-06-20
Flexibles BR | Scrapped | SYS-07846 | Feeler Gauge | Stanley | 78212 | - | External | Metrologia | 2024-06-20
Flexibles BR | Scrapped | SYS-07847 | Feeler Gauge | Stanley | 78212 | - | External | Metrologia | 2024-06-20
Flexibles BR | Scrapped | SYS-07848 | Feeler Gauge | Stanley | 78212 | - | External | Metrologia | 2024-06-20
Flexibles BR | Scrapped | SYS-07849 | Feeler Gauge | Stanley | 78212 | - | External | Metrologia | 2024-06-20
NOV SPS BR | In use | SYS-07851 | Vernier calliper gauge / digital | Mitutoyo | 551-331-10 (Bico arredondado) | 0 a 300 mm | External | Base Logística e BANOV | 2025-11-22
NOV SPS BR | For calibration | SYS-07852 | Vernier calliper gauge / analog | Mitutoyo | 534-102 (Bico longo) | 0 a 500 mm | External | Montagem | 2025-09-08
NOV SPS BR | In use | SYS-07853 | Equipment | 0-Information missing | SCM - PFM750-F01-F-M | 1 a 50 L/min | External | PCO | 2025-08-03
NOV SPS BR | For calibration | SYS-07854 | Equipment | 0-Information missing | SCM - PFM750-F01-F-M | 1 a 50 L/min | External | Metrologia | 2030-01-01
NOV SPS BR | In use | SYS-07855 | Pressure transducer | Nuova Fima | ST18 | 0 a 10 bar | External | Montagem | 2025-06-30
NOV SPS BR | In use | SYS-07856 | Pressure transducer | Gefran | TK-E-7-E-B04C-H-V | 0 a 400 bar | External | Montagem | 2025-06-30
NOV SPS BR | In use | SYS-07857 | Pressure transducer | Nuova Fima | ST18 | 0 a 700 bar | External | Montagem | 2025-08-05
NOV SPS BR | In use | SYS-07858 | Pressure transducer | Nuova Fima | ST18 | 0 a 700 bar | External | Montagem | 2025-06-30
NOV SPS BR | In use | SYS-07859 | Pressure transducer | Nuova Fima | ST18 | 0 a 10 bar | External | Montagem | 2025-06-30
NOV SPS BR | In use | SYS-07860 | Pressure transducer | Nuova Fima | ST18 | 0 a 700 bar | External | Montagem | 2025-06-30
NOV SPS BR | In use | SYS-07861 | Pressure transducer | Nuova Fima | ST18 | 0 a 700 bar | External | Montagem | 2025-06-30
NOV SPS BR | In use | SYS-07862 | Pressure transducer | Gefran | TK-E-7-E-B04C-H-V | 0 a 400 bar | External | Montagem | 2025-06-30
NOV SPS BR | In use | SYS-07863 | Equipment | 0-Information missing | SMC - PFM750-C8-F | 1 a 50 L/min | External | Montagem | 2025-09-04
NOV SPS BR | Stand by | SYS-07864 | Equipment | 0-Information missing | SCM - PFM750-C8-F | 1 a 50 L/min | External | Metrologia | 2031-01-05
NOV SPS BR | Stand by | SYS-07865 | Infra red Thermometer | 0-Information missing | ST-900 | - 60 a 1000º C | External | Metrologia | 2030-01-01
NOV SPS BR | Stand by | SYS-07866 | Infra red Thermometer | 0-Information missing | ST-900 | - 60 a 1000º C | External | Metrologia | 2030-01-01
NOV SPS BR | Stand by | SYS-07867 | Infra red Thermometer | 0-Information missing | ST-900 | - 60 a 1000º C | External | Metrologia | 2030-01-01
NOV SPS BR | In use | SYS-07868 | Infra red Thermometer | 0-Information missing | INCOTERM / | 30 a 150ºC | External | PCO | 2026-02-06
NOV SPS BR | Stand by | SYS-07869 | Relogio Comparador | Mitutoyo | 2046A | 0 a 10mm | External | Metrologia | 2030-07-30
NOV SPS BR | Stand by | SYS-07870 | Micrometro interno de 3 pontas | Mitutoyo | 368-177 | 175 - 200 mm | External | Metrologia | 2030-01-01
NOV SPS BR | Stand by | SYS-07871 | Micrometro interno de 3 pontas | Mitutoyo | 368-175 | 125 - 150mm | External | Metrologia | 2030-01-01
NOV SPS BR | Stand by | SYS-07872 | Dial gauge | Mitutoyo | - | 0 à 5,0 mm | External | Metrologia | 2030-01-01
NOV SPS BR | Stand by | SYS-07873 | Steel ruler | Kingtools | 600.003 | 0 à 150 mm | External | Metrologia | 2030-01-01
NOV SPS BR | In use | SYS-07874 | Steel ruler | Kingtools | 600.003 | 0 à 150 mm | External | PCO | 2026-04-08
NOV SPS BR | In use | SYS-07875 | Steel ruler | Kingtools | 600.003 | 0 à 150 mm | External | PCO | 2026-04-08
NOV SPS BR | In use | SYS-07876 | Steel ruler | Kingtools | 600.003 | 0 à 150 mm | External | PCO | 2026-04-08
NOV SPS BR | In use | SYS-07877 | Steel ruler | Kingtools | 600.003 | 0 à 150 mm | External | PCO | 2026-04-08
NOV SPS BR | Stand by | SYS-07878 | Steel ruler | Kingtools | 600.003 | 0 à 150 mm | External | Metrologia | 2030-01-01
NOV SPS BR | Stand by | SYS-07879 | Steel ruler | Kingtools | 600.003 | 0 à 150 mm | External | Metrologia | 2030-01-01
NOV SPS BR | In use | SYS-07880 | Steel ruler | Kingtools | 600.003 | 0 à 150 mm | External | PCO | 2026-04-08
NOV SPS BR | In use | SYS-07881 | Steel ruler | Kingtools | 600.003 | 0 à 150 mm | External | PCO | 2026-04-08
NOV SPS BR | In use | SYS-07882 | Trena | Starrett | TS34-5ME | 0 À 5000mm | External | FAT | 2026-02-18
NOV SPS BR | In use | SYS-07883 | Trena | Starrett | TS34-5ME | 0 À 5000mm | External | FAT | 2026-02-18
NOV SPS BR | In use | SYS-07884 | Trena | Starrett | TS34-5ME | 0 À 5000mm | External | FAT | 2026-02-18
NOV SPS BR | In use | SYS-07885 | Trena | Starrett | TS34-5ME | 0 À 5000mm | External | FAT | 2026-02-18
NOV SPS BR | In use | SYS-07886 | Trena | Starrett | TS34-5ME | 0 À 5000mm | External | FAT | 2026-02-18
NOV SPS BR | In use | SYS-07887 | Trena | Starrett | TS34-5ME | 0 À 5000mm | External | FAT | 2026-02-18
NOV SPS BR | In use | SYS-07888 | Trena | Starrett | TS34-5ME | 0 À 5000mm | External | FAT | 2026-02-18
NOV SPS BR | In use | SYS-07889 | Trena | Starrett | TS34-5ME | 0 À 5000mm | External | FAT | 2026-02-18
NOV SPS BR | In use | SYS-07890 | Trena | Starrett | TS34-5ME | 0 À 5000mm | External | FAT | 2026-02-18
NOV SPS BR | In use | SYS-07891 | Trena | Starrett | TS34-5ME | 0 À 5000mm | External | FAT | 2026-02-18
NOV SPS BR | In use | SYS-07892 | Trena | Starrett | TS34-5ME | 0 À 5000mm | External | FAT | 2026-02-18
NOV SPS BR | In use | SYS-07893 | Trena | Starrett | TS34-5ME | 0 À 5000mm | External | FAT | 2026-02-18
NOV SPS BR | In use | SYS-07894 | Trena | Starrett | TS34-5ME | 0 À 5000mm | External | FAT | 2026-02-18
NOV SPS BR | In use | SYS-07895 | Trena | Starrett | TS34-5ME | 0 À 5000mm | External | FAT | 2026-02-18
NOV SPS BR | In use | SYS-07896 | Trena | Starrett | TS34-5ME | 0 À 5000mm | External | FAT | 2026-02-18
NOV SPS BR | In use | SYS-07897 | Trena | Starrett | TS34-5ME | 0 À 5000mm | External | FAT | 2026-02-18
NOV SPS BR | In use | SYS-07898 | Trena | Starrett | TS34-5ME | 0 À 5000mm | External | FAT | 2026-02-18
NOV SPS BR | In use | SYS-07899 | Trena | Starrett | TS34-5ME | 0 À 5000mm | External | FAT | 2026-02-18
NOV SPS BR | In use | SYS-07900 | Trena | Starrett | TS34-5ME | 0 À 5000mm | External | FAT | 2026-02-18
NOV SPS BR | In use | SYS-07901 | Trena | Starrett | TS34-5ME | 0 À 5000mm | External | FAT | 2026-02-18
NOV SPS BR | Stand by | SYS-07902 | Vernier calliper gauge / digital | Mitutoyo | 552-304-10 / 131010-10 (Bico Longo) | 0 a 1000 mm | External | Metrologia | 2025-02-25
NOV SPS BR | In use | SYS-07903 | Micrometro interno de 3 pontas | Mitutoyo | 368-173 | 87 à 100mm | External | Montagem | 2026-02-27
NOV SPS BR | In use | SYS-07904 | Micrometro interno de 3 pontas | Mitutoyo | 368-173 | 87 à 100mm | External | Montagem | 2026-03-08
NOV SPS BR | In use | SYS-07905 | Vernier calliper gauge / digital | Mitutoyo | 500-193-30 | 0 a 300mm | External | Metrologia | 2030-01-01
NOV SPS BR | Stand by | SYS-07906 | Vernier calliper gauge / digital | Sylvac | 811-1406-99 | 0 a 600 mm | External | Metrologia | 2030-01-01
NOV SPS BR | Stand by | SYS-07907 | Vernier calliper gauge / digital | Sylvac | 811-1406-99 | 0 a 600 mm | External | Metrologia | 2030-01-01
NOV SPS BR | Stand by | SYS-07908 | Vernier calliper gauge / digital | Sylvac | 811-1406-99 | 0 a 600 mm | External | Metrologia | 2030-01-01
NOV SPS BR | In use | SYS-08001 | Dead weight tester | Wika | CPB5800 | 6 a 1200bar | External | FAT | 2025-07-19
NOV SPS BR | For external calibration | SYS-08002 | Dead weight tester | Wika | CPB5800 | 6 a 1200bar | External | Metrologia | 2023-09-01
NOV SPS BR | Stand by | SYS-08004 | Transdutor de Temperatura | Tecsis | TEU11X221030 | -50 a 200 °C | External | Metrologia | 2030-01-01
Flexibles BR | Scrapped | SYS-08005 | Transdutor de Temperatura | Tecsis | TEU11X221030 | -50 a 200°C | External | FAT | 2018-09-27
NOV SPS BR | Stand by | SYS-08006 | Transdutor de Temperatura | Tecsis | TEU11X221030 | -50 a 200 °C | External | Metrologia | 2030-01-01
NOV SPS BR | In use | SYS-08007 | Transdutor de Temperatura | Tecsis | TEU11X221030 | -50 a 200 °C | External | FAT | 2025-11-15
NOV SPS BR | Stand by | SYS-08008 | Transdutor de Temperatura | Tecsis | TEU11X221030 | -50 a 200 °C | External | Metrologia | 2030-01-01
NOV SPS BR | In use | SYS-08009 | Transdutor de Temperatura | Tecsis | TEU11X221030 | -50 a 200 °C | External | FAT | 2025-11-16
NOV SPS BR | Stand by | SYS-08010 | Transdutor de Temperatura | Tecsis | TEU11X221030 | -50 a 200 °C | External | Metrologia | 2030-01-01
Flexibles BR | Scrapped | SYS-08011 | Transdutor de Temperatura | Tecsis | TEU11X221030 | -50 a 200°C | External | Laboratorio | 2019-04-02
Flexibles BR | Scrapped | SYS-08012 | Transdutor de Temperatura | Tecsis | TEU11X221030 | -50 a 200°C | External | FAT | 2018-09-27
NOV SPS BR | In use | SYS-08013 | Transdutor de Temperatura | Tecsis | TEU11X221030 | -50 a 200 °C | External | FAT | 2025-11-16
Flexibles BR | Scrapped | SYS-08014 | Transdutor de Temperatura | Tecsis | TEU11X221030 | -50 a 200°C | External | Metrologia | 2022-10-13
NOV SPS BR | In use | SYS-08015 | Transdutor de Temperatura | Tecsis | TEU11X221030 | -50 a 200 °C | External | FAT | 2025-11-15
NOV SPS BR | Stand by | SYS-08016 | Pressure transducer | Wika | S-10 | -1 a 3 bar | External | Metrologia | 2024-09-11
Flexibles BR | Scrapped | SYS-08017 | Pressure transducer | Tecsis | P3276B044001 | -1 a 3bar | External | Laboratório | 2018-05-26
NOV SPS BR | Stand by | SYS-08018 | Pressure transducer | Wika | S-10 | -1 a 3 bar | External | Metrologia | 2024-07-02
Flexibles BR | Scrapped | SYS-08019 | Pressure transducer | Tecsis | P3276B044001 | -1-3bar | External | Laboratório | 2017-08-14
NOV SPS BR | Stand by | SYS-08020 | Pressure transducer | Wika | S-10 | -1 a 3 bar | External | Metrologia | 2024-07-02
Flexibles BR | Stand by | SYS-08021 | Pressure transducer | Wika | S-10 | -1 a 3 bar | External | Metrologia | 2031-01-05
Flexibles BR | Scrapped | SYS-08022 | Pressure transducer | Tecsis | P3276B044001 | -1-3bar | External | FAT | 2015-11-10
Flexibles BR | Scrapped | SYS-08023 | Pressure transducer | 0-Information missing | P3276B044001 | -1 a 3bar | External | Laboratório | 2018-10-13
Flexibles BR | Stand by | SYS-08024 | Milliohmmeter | Burster | 2323 | 0 a 60 &#937; | External | Metrologia | 2031-01-05
Flexibles BR | Scrapped | SYS-08025 | Insulation tester | Fluke | 1550C | 200k&#937;-1T&#937; | External | Metrologia - Laboratório Analítico | 2030-01-01
Flexibles BR | For external calibration | SYS-08026 | Pneumatic torque screwdriver | Berger | TL-240K | 0 a 2500Nm | External | FAT | 2014-05-01
NOV SPS BR | For calibration | SYS-08028 | Transdutor de Temperatura | Tecsis | TEU11X221030 | -50 a 200 °C | External | FAT | 2026-03-10
NOV SPS BR | In use | SYS-08029 | Transdutor de Temperatura | Tecsis | TEU11X221030 | -50 a 200°C | External | FAT | 2025-11-16
Flexibles BR | Stand by | SYS-08030 | Ohmmeter | Burster | 2323 | 100mohms | External | Metrologia | 2030-01-01
Flexibles BR | Scrapped | SYS-08033 | Insulation tester | Fluke | 1550C | 200k&#937;-1T&#937; | External | Metrologia - Laboratório Analítico | 2030-01-01
Flexibles BR | Scrapped | SYS-08034 | Transdutor de Temperatura | Tecsis | TEU11X221030 | -50 a 200°C | External | FAT | 2020-08-06
Flexibles BR | Scrapped | SYS-08035 | Transdutor de Temperatura | Tecsis | TEU11X221030 | -50 a 200 °C | External | FAT | 2023-11-03
Flexibles BR | Scrapped | SYS-08036 | Vernier calliper gauge / digital | Mitutoyo | 573-704 | 0 a 300 mm | External | Laboratório | 2018-02-20
Flexibles BR | Scrapped | SYS-08037 | Vernier calliper gauge / digital | Mitutoyo | 573-704 | 0-300mm | External | FAT | 2015-05-11
NOV SPS BR | For calibration | SYS-08038 | Vacuummeter / manometer | Wika | 232.50.115 | -1 a 3 bar | External | Qualidade - Linha de ar comprimido | 2025-04-21
Flexibles BR | Stand by | SYS-08039 | Vacuummeter / manometer | Wika | 232.50.115 | -1 a 3 bar | External | Metrologia | 2031-01-05
Flexibles BR | Scrapped | SYS-08040 | Manometer | Wika | 232.50.115 | -1-3bar | External | FAT | 2015-04-30
NOV SPS BR | Stand by | SYS-08041 | Manometer | Wika | 232.50.115 | -1 a 3 bar | External | Metrologia | 2031-01-05
NOV SPS BR | In use | SYS-08042 | Vacuummeter / manometer | Wika | 232.50.115 | -1 a 3 bar | External | FAT | 2026-03-04
Flexibles BR | Stand by | SYS-08043 | Vacuummeter / manometer | Wika | 232.50.115 | -1 a 3 bar | External | Metrologia | 2031-01-05
NOV SPS BR | Stand by | SYS-08044 | Manometer | Hydratight | Não consta | 0 a 1700 bar | External | Metrologia | 2030-06-03
Flexibles BR | Scrapped | SYS-08045 | Pressure transducer | Wika | S-10 | 0 a 600bar | External | Laboratório | 2030-12-10
Flexibles BR | Stand by | SYS-08046 | Pressure transducer | Wika | S-10 | 0 a 600 bar | External | Metrologia | 2030-12-21
Flexibles BR | Stand by | SYS-08047 | Pressure transducer | Wika | S-10 | 0 a 600 bar | External | Metrologia | 2030-12-21
NOV SPS BR | Stand by | SYS-08048 | Pressure transducer | Wika | S-10 | 0 a 600 bar | External | Metrologia | 2030-01-01
Flexibles BR | Scrapped | SYS-08049 | Pressure transducer | Wika | S-10 | 0 a 600bar | External | FAT | 2030-01-20
Flexibles BR | Stand by | SYS-08050 | Pressure transducer | Wika | S-10 | 0 a 600 bar | External | Metrologia | 2030-12-22
NOV SPS BR | In use | SYS-08051 | Gas massflow meter | 0-Information missing | D-6250 | 0 a 100 in/min Air | External | FAT | 2025-07-17
NOV SPS BR | In use | SYS-08052 | Ohmmeter | Fluke | 1653B | - | External | FAT | 2025-08-29
NOV SPS BR | For calibration | SYS-08053 | Gas massflow meter | M+W Instruments | D-6250 | 0-400 L/MIN | External | Metrologia | 2024-07-10
Flexibles BR | Scrapped | SYS-08054 | Manometer | 0-Information missing | 551.417.400 | 0-400 bar | External | Laboratório | 2018-06-25
Flexibles BR | Scrapped | SYS-08055 | Pressure transducer | Wika | S-10 | 0 a 600bar | External | FAT | 2030-12-23
Flexibles BR | Scrapped | SYS-08056 | Pressure transducer | Wika | S-10 | 0-600bar | External | FAT | 2030-12-23
Flexibles BR | Scrapped | SYS-08057 | Pressure transducer | Wika | S-10 | 0 a 600bar | External | FAT | 2030-12-23
Flexibles BR | Scrapped | SYS-08059 | Pressure transducer | Wika | S-10 | 0 a 600bar | External | Laboratório | 2030-12-23
NOV SPS BR | Stand by | SYS-08060 | Pressure transducer | Wika | S-10 | 0 a 600 bar | External | Metrologia | 2030-01-01
Flexibles BR | Scrapped | SYS-08061 | Manometer | 0-Information missing | - | -1 a 3bar | External | Laboratório | 2018-07-08
NOV SPS BR | Stand by | SYS-08062 | Vacuummeter / manometer | 0-Information missing | Não Consta | -1 a 3 bar | External | Metrologia | 2030-01-01
Flexibles BR | Scrapped | SYS-08063 | Manometer | 0-Information missing | - | -1 a 3bar | External | FAT | 2018-12-12
Flexibles BR | Scrapped | SYS-08064 | Manometer | 0-Information missing | - | -1 a 3bar | External | Laboratório | 2019-02-20
Flexibles BR | Scrapped | SYS-08065 | Manometer | 0-Information missing | - | -1 a 3bar | External | Logistica | 2023-01-17
Flexibles BR | Scrapped | SYS-08066 | Manometer | 0-Information missing | - | -1 a 3bar | External | Laboratório | 2019-08-25
Flexibles BR | Scrapped | SYS-08068 | Manometer | 0-Information missing | - | -1 a 3bar | External | Laboratório | 2019-02-20
Flexibles BR | Scrapped | SYS-08069 | Manometer | 0-Information missing | - | -1 a 3bar | External | Laboratório | 2018-12-08
Flexibles BR | Scrapped | SYS-08071 | Manometer | 0-Information missing | - | -1 a 3bar | External | Laboratorio | 2018-10-25
NOV SPS BR | In use | SYS-08072 | Vacuummeter / manometer | 0-Information missing | - | -1 a 3 bar | External | FAT | 2025-12-06
Flexibles BR | Scrapped | SYS-08073 | Manometer | 0-Information missing | Não consta | 0 a 1378bar | External | Laboratório | 2018-07-04
Flexibles BR | Scrapped | SYS-08074 | Pressure relief valve | 0-Information missing | RVL-100H | 100 a 10000psi | External | FAT | 2030-01-01
Flexibles BR | Scrapped | SYS-08075 | Manometer | Ashcroft | Não consta | 0 a 1400bar | External | Laboratory | 2021-06-02
Flexibles BR | Stand by | SYS-08076 | Manometer | Ashcroft | Não consta | 0 a 1400bar | External | Metrologia | 2030-12-21
Flexibles BR | Scrapped | SYS-08077 | Manometer | 0-Information missing | Não consta | 0-1600kgf/cm² | External | FAT | 2017-10-10
Flexibles BR | Scrapped | SYS-08078 | Manometer | 0-Information missing | Não consta | 0-15000psi | External | Laboratório | 2018-09-02
Flexibles BR | Scrapped | SYS-08079 | Manometer | 0-Information missing | Não consta | 0-15000psi | External | FAT | 2017-10-10
Flexibles BR | Scrapped | SYS-08080 | Manometer | 0-Information missing | Não consta | 0 a 22000psi | External | Laboratório | 2019-03-03
Flexibles BR | Scrapped | SYS-08081 | Manometer | Famabras | Não consta | 0 a 11bar | External | FAT | 2021-08-24
Flexibles BR | Scrapped | SYS-08082 | Pressure relief valve | 0-Information missing | 27741-2 | 400bar | External | FAT | 2019-11-28
Flexibles BR | Scrapped | SYS-08083 | Pressure relief valve | 0-Information missing | 27741-2 | 600bar | External | FAT | 2019-11-28
NOV SPS BR | For calibration | SYS-08084 | Torquimetro | Gedore | GBR 3550-30/Tipo II - Classe A | 60 a 300 Nm | External | Metrologia | 2025-09-23
Flexibles BR | Scrapped | SYS-08085 | Torquimetro | Gedore | GBR 3550-30/Tipo II - Classe A | 60 a 300 Nm | External | Metrologia - Laboratório Analítico | 2030-12-21
NOV SPS BR | For calibration | SYS-08086 | Torquimetro | Gedore | GBR 3550-30/Tipo II - Classe A | 60 a 300 Nm | External | Metrologia | 2030-01-01
Flexibles BR | Scrapped | SYS-08087 | Torquimetro | Gedore | GBR 3550-30/Tipo II - Classe A | 60 a 300 Nm | External | Metrologia - Laboratório Analítico | 2031-01-05
NOV SPS BR | For calibration | SYS-08088 | Torquimetro | Gedore | 3550-10/Tipo II - Classe A | 10 a 100 Nm | External | Metrologia | 2025-06-07
Flexibles BR | Scrapped | SYS-08089 | Torquimetro | Gedore | 3550-10 | 10 a 100 Nm | External | Metrologia | 2020-10-06
Flexibles BR | Scrapped | SYS-08090 | Torquimetro | Gedore | 3550-10//Tipo II - Classe A | 10 a 100 Nm | External | Montagem | 2023-04-22
Flexibles BR | Scrapped | SYS-08091 | Manometer | 0-Information missing | Z.10.B 2A 12N | 0-10000 psi | External | Laboratório | 2018-05-08
Flexibles BR | Scrapped | SYS-08092 | Manometer | Famabras | GP-10S | 0-10000 Psi | External | Laboratório | 2020-10-27
NOV SPS BR | For calibration | SYS-08094 | Pressure transducer | Wika | - | 0 a 600bar | External | Montagem | 2030-01-30
Flexibles BR | Stand by | SYS-08095 | Pressure transducer | Wika | S-10 | 0 a 600 bar | External | Metrologia | 2031-01-30
NOV SPS BR | For calibration | SYS-08096 | Pressure transducer | Wika | S-10 | 0 a 600 bar | External | FAT | 2025-05-06
NOV SPS BR | For calibration | SYS-08097 | Pressure transducer | Wika | S-10 | 0 a 1000 bar | External | FAT | 2024-10-16
Flexibles BR | Scrapped | SYS-08098 | Pressure transducer | Wika | S-10 | 0 a 1000 bar | External | FAT | 2023-07-03
Flexibles BR | Scrapped | SYS-08099 | Manometer | 0-Information missing | Não consta | 0 a 11bar | External | FAT | 2030-01-01
Flexibles BR | Scrapped | SYS-08100 | Manometer | 0-Information missing | Não consta | 0 a 1000bar | External | FAT | 2022-01-25
Flexibles BR | Scrapped | SYS-08101 | Manometer | 0-Information missing | T6003L | 0 a 700 bar | External | FAT | 2019-12-07
Flexibles BR | Scrapped | SYS-08102 | Manometer | 0-Information missing | T6003L | 0 a 10000 psi | External | Metrologia | 2023-11-14
Flexibles BR | Scrapped | SYS-08103 | Manometer | 0-Information missing | Não consta | 0 a 6,9 bar | External | laboratório | 2018-09-18
NOV SPS BR | Stand by | SYS-08104 | Pressure transducer | Wika | S-10 | 0 a 1000 bar | External | Metrologia | 2030-01-01
NOV SPS BR | For calibration | SYS-08105 | Pressure transducer | Wika | S-10 | 0 a 1000 bar | External | Metrologia | 2025-04-24
NOV SPS BR | For calibration | SYS-08106 | Pressure transducer | Wika | S-10 | 0 a 1000 bar | External | FAT | 2025-06-04
NOV SPS BR | In use | SYS-08107 | Pressure transducer | Wika | S-10 | 0 a 1000 bar | External | FAT | 2025-08-03
NOV SPS BR | In use | SYS-08108 | Pressure transducer | Wika | S-10 | 0 a 1000 bar | External | FAT | 2025-08-03
Flexibles BR | Scrapped | SYS-08109 | Pressure transducer | Wika | S-10 | 0 a 1000 bar | External | FAT | 2024-06-04
Flexibles BR | Scrapped | SYS-08110 | Pressure transducer | Wika | S-10 | 0 a 1000bar | External | FAT | 2022-10-04
NOV SPS BR | In use | SYS-08111 | Pressure transducer | Wika | S-10 | 0 a 1000 bar | External | FAT | 2025-08-03
NOV SPS BR | Stand by | SYS-08112 | Pressure transducer | Wika | S-10 | 0 a 1000 bar | External | Metrologia | 2030-01-01
NOV SPS BR | Stand by | SYS-08113 | Pressure transducer | Wika | S-10 | 0 a 1000 bar | External | Metrologia | 2030-01-01
NOV SPS BR | For calibration | SYS-08114 | Pressure transducer | Wika | S-10 | 0 a 1000 bar | External | FAT | 2025-04-24
NOV SPS BR | In use | SYS-08115 | Pressure transducer | Wika | S-10 | 0 a 1000 bar | External | FAT | 2025-04-24
Flexibles BR | Scrapped | SYS-08116 | Pressure transducer | Wika | S-10 | 0 a 1000 bar | External | Metrologia | 2024-01-10
NOV SPS BR | In use | SYS-08117 | Pressure transducer | Wika | S-10 | 0 a 1000 bar | External | FAT | 2025-08-18
NOV SPS BR | Stand by | SYS-08118 | Pressure transducer | Wika | S-10 | 0 a 1000 bar | External | Metrologia | 2030-01-01
NOV SPS BR | For calibration | SYS-08119 | Pressure transducer | Wika | S-10 | 0 a 1000bar | External | FAT | 2023-01-14
NOV SPS BR | Stand by | SYS-08120 | Pressure transducer | Wika | S-10 | 0 a 1000 bar | External | Metrologia | 2030-01-01
NOV SPS BR | For calibration | SYS-08121 | Vernier calliper gauge / analog | Digimess | Não consta | 0 a 500 mm | External | Montagem | 2025-09-08
NOV SPS BR | For calibration | SYS-08122 | Vernier calliper gauge / analog | Digimess | Não consta | 0 a 500 mm | External | FAT | 2025-04-02
NOV SPS BR | Stand by | SYS-08123 | Vernier calliper gauge / analog | Mitutoyo | 530-115 | 0 a 300 mm | External | Metrologia | 2030-01-01
NOV SPS BR | For calibration | SYS-08124 | Vernier calliper gauge / analog | Mitutoyo | 530-115 | 0 a 300 mm | External | FAT | 2025-04-02
Flexibles BR | Scrapped | SYS-08125 | Vernier calliper gauge / analog | Mitutoyo | 530-115 | 0 a 300mm | External | FAT | 2022-10-11
Flexibles BR | Scrapped | SYS-08127 | Pressure transducer | Wika | S-10 | 0 a 600bar | External | Laboratório | 2030-01-30
NOV SPS BR | In use | SYS-08128 | Pressure transducer | Wika | S-10 | 0 a 600 bar | External | PCO | 2025-05-06
NOV SPS BR | For calibration | SYS-08129 | Pressure transducer | Wika | S-10 | -1 a 3 bar | External | FAT | 2025-04-17
NOV SPS BR | In use | SYS-08130 | Pressure transducer | Wika | S-10 | -1 a 3 bar | External | FAT | 2025-08-13
NOV SPS BR | For calibration | SYS-08131 | Pressure transducer | Wika | S-10 | -1 a 3 bar | External | FAT | 2025-05-18
NOV SPS BR | Stand by | SYS-08132 | Pressure transducer | Wika | S-10 | -1 a 3 bar | External | Metrologia | 2030-01-01
NOV SPS BR | In use | SYS-08133 | Transdutor de Temperatura | Wika | TR-30-W-Z | -50 a 200 °C | External | FAT | 2025-11-16
Flexibles BR | Scrapped | SYS-08134 | Transdutor de Temperatura | Wika | TR-30-W-Z | -50 a 200 °C | External | FAT | 2023-11-03
NOV SPS BR | Stand by | SYS-08135 | Transdutor de Temperatura | Wika | TR-30-W-Z | -50 a 200 °C | External | Metrologia | 2030-01-01
Flexibles BR | Scrapped | SYS-08136 | Transdutor de Temperatura | Wika | TR-30-W-Z | -50 a 200°C | External | Metrologia | 2023-07-08
NOV SPS BR | For calibration | SYS-08137 | Transdutor de Temperatura | Wika | TR-30-W-Z | -50 a 200 °C | External | FAT | 2025-04-02
NOV SPS BR | For calibration | SYS-08138 | Pressure transducer | Wika | S-10 | 0 a 1000 bar | External | FAT | 2025-04-24
Flexibles BR | Stand by | SYS-08139 | Manometer | 0-Information missing | Z.10.B 2A 12N | 0 a 10000 psi | External | Metrologia | 2030-12-21
Flexibles BR | Scrapped | SYS-08140 | Manometer | 0-Information missing | Z.10.B 2A 12N | 0 a 10.000 psi | External | Laboratório | 2020-06-05
Flexibles BR | Stand by | SYS-08141 | Manometer | 0-Information missing | Z.10.B 2A 12N | 0 a 10.000 psi | External | Metrologia | 2030-12-29
NOV SPS BR | Stand by | SYS-08142 | Manometer | 0-Information missing | Z.10.B 2A 12N | 0 a 10.000 psi | External | Metrologia | 2030-01-01
Flexibles BR | Stand by | SYS-08143 | Pressure transducer | Wika | S-10 | -1 a 3 bar | External | Metrologia | 2031-01-05
NOV SPS BR | In use | SYS-08144 | Pressure transducer | Wika | S-10 | -1 a 3 bar | External | FAT | 2025-08-13
Flexibles BR | Scrapped | SYS-08145 | Pressure transducer | Wika | S-10 | -1 a 3bar | External | Metrologia | 2022-05-11
NOV SPS BR | For calibration | SYS-08146 | Pressure transducer | Wika | S-10 | -1 a 3 bar | External | FAT | 2026-05-18
NOV SPS BR | Stand by | SYS-08147 | Pressure transducer | Wika | S-10 | -1 a 3 bar | External | Metrologia | 2030-11-12
NOV SPS BR | Stand by | SYS-08148 | Pressure transducer | Wika | S-10 | -1 a 3 bar | External | Metrologia | 2030-01-01
NOV SPS BR | Stand by | SYS-08149 | Pressure transducer | Wika | S-10 | -1 a 3 bar | External | Metrologia | 2030-11-12
NOV SPS BR | For calibration | SYS-08150 | Pressure transducer | Wika | S-10 | -1 a 3 bar | External | FAT | 2025-04-17
NOV SPS BR | In use | SYS-08151 | Pressure transducer | Wika | S-10 | -1 a 3 bar | External | FAT | 2026-08-13
NOV SPS BR | For calibration | SYS-08152 | Pressure transducer | Wika | S-10 | -1 a 3 bar | External | FAT | 2025-05-18
NOV SPS BR | Stand by | SYS-08153 | Pressure transducer | Wika | S-10 | -1 a 3 bar | External | Metrologia | 2030-01-01
NOV SPS BR | Stand by | SYS-08154 | Pressure transducer | Wika | S-10 | -1 a 3 bar | External | Metrologia | 2024-09-11
NOV SPS BR | Stand by | SYS-08155 | Pressure transducer | Wika | S-10 | -1 a 3 bar | External | Metrologia | 2030-11-12
NOV SPS BR | In use | SYS-08156 | Pressure transducer | Wika | S-10 | -1 a 3 bar | External | FAT | 2025-08-13
Flexibles BR | Scrapped | SYS-08157 | Pressure transducer | Wika | S-10 | -1 a 3 bar | External | Metrologia | 2031-01-05
NOV SPS BR | For calibration | SYS-08158 | Pressure transducer | Wika | S-10 | -1 a 3 bar | External | FAT | 2025-05-18
Flexibles BR | Stand by | SYS-08159 | Manometer | 0-Information missing | EN837-1 | 0 a 700 bar | External | Metrologia | 2031-01-05
NOV SPS BR | Stand by | SYS-08160 | Manometer | 0-Information missing | EN837-1 | 0 a 10000 psi | External | Metrologia | 2030-01-01
Flexibles BR | Scrapped | SYS-08161 | Manometer | 0-Information missing | - | 0 a 22000 psi | External | Laboratório | 2020-05-20
NOV SPS BR | Scrapped | SYS-08162 | Pressure transducer | BD Sensors | DMP 334 | 0 a 1000bar | External | Laboratório | 2019-08-22
Flexibles BR | Stand by | SYS-08163 | Vacuummeter / manometer | Wika | 232.50.115L | -1 a 3 bar | External | Metrologia | 2031-01-05
NOV SPS BR | Stand by | SYS-08164 | Vacuummeter / manometer | Wika | 232.50.115L | -1 a 3 bar | External | Metrologia | 2030-01-01
NOV SPS BR | Stand by | SYS-08165 | Vacuummeter / manometer | Wika | 232.50.115L | -1 a 3 bar | External | Metrologia | 2030-01-01
NOV SPS BR | In use | SYS-08166 | Vacuummeter / manometer | Wika | 232.50.115L | -1 a 3 bar | External | FAT | 2026-04-04
NOV SPS BR | Stand by | SYS-08167 | Vacuummeter / manometer | Wika | 232.50.115L | -1 a 3 bar | External | Metrologia | 2030-01-01
NOV SPS BR | Stand by | SYS-08168 | Vacuummeter / manometer | Wika | 232.50.115L | -1 a 3 bar | External | Metrologia | 2030-01-01
NOV SPS BR | Stand by | SYS-08169 | Vacuummeter / manometer | Wika | 232.50.115L | -1 a 3 bar | External | Metrologia | 2030-01-01
Flexibles BR | Stand by | SYS-08170 | Vacuummeter / manometer | Wika | 232.50.115L | -1 a 3 bar | External | Metrologia | 2031-01-05
NOV SPS BR | In use | SYS-08171 | Vacuummeter / manometer | Wika | 232.50.115L | -1 a 3 bar | External | FAT | 2026-03-04
NOV SPS BR | Stand by | SYS-08172 | Vacuummeter / manometer | Wika | 232.50.115L | -1 a 3 bar | External | Metrologia | 2030-01-01
NOV SPS BR | Stand by | SYS-08173 | Manometer | 0-Information missing | DC3760900 | 0 a 15000psi | External | Metrologia | 2030-01-01
Flexibles BR | Stand by | SYS-08174 | Manometer | 0-Information missing | EN837-1 | 0 a 10000 psi | External | Metrologia | 2031-01-05
NOV SPS BR | In use | SYS-08175 | Manometer | 0-Information missing | EN837-1 | 0 a 10.000 psi | External | Montagem | 2025-01-01
Flexibles BR | Scrapped | SYS-08176 | Pressure relief valve | 0-Information missing | RVL-100H | 600bar | External | FAT | 2022-08-24
Flexibles BR | Stand by | SYS-08177 | Pressure relief valve | 0-Information missing | RVL-100H | 400 bar | External | Metrologia | 2030-12-22
Flexibles BR | Stand by | SYS-08178 | Manometer | 0-Information missing | D500.40 | 0 a 40000 psi | External | Metrologia | 2030-12-22
Flexibles BR | Scrapped | SYS-08179 | Equipment | 0-Information missing | IP-04 | 0.1 a 22 mA / 0.01 a 11 Volts | External | Metrologia - Laboratório Analítico | 2031-01-04
NOV SPS BR | Stand by | SYS-08180 | Pressure transducer | Gefran | TPHADA-E-D-E-F30M-T | 0 a 30000 psi | External | Metrologia | 2030-01-01
NOV SPS BR | In use | SYS-08181 | Pressure transducer | Wika | HP-2-S | 0 a 23000 psi | External | FAT | 2025-06-17
Flexibles BR | Stand by | SYS-08182 | Manometer | 0-Information missing | Não consta | 0 a 2400 bar | External | Metrologia | 2031-01-05
NOV SPS BR | For calibration | SYS-08183 | Manometer | 0-Information missing | Não Consta | 0 a 2800 bar | External | FAT | 2025-11-06
Flexibles BR | Stand by | SYS-08184 | Manometer | 0-Information missing | Não Consta | 0 a 2800 bar | External | Metrologia | 2031-01-04
NOV SPS BR | Stand by | SYS-08185 | Manometer | 0-Information missing | Não consta | 0 a 2800 bar | External | Metrologia | 2030-01-01
NOV SPS BR | For calibration | SYS-08186 | 4-20 mA measuring box | 0-Information missing | Novus N1500 | 4 a 20 mA | External | Metrologia | 2031-01-05
NOV SPS BR | Stand by | SYS-08187 | Pressure transducer | Wika | S-20 | -1 a 3 bar | External | Metrologia | 2024-07-02
Flexibles BR | For calibration | SYS-08188 | Pressure transducer | Wika | S-20 | -1 a 3 bar | External | Metrologia | 2031-01-05
NOV SPS BR | For calibration | SYS-08189 | Pressure transducer | Wika | S-20 | 0 a 1000 bar | External | FAT | 2025-06-04
Flexibles BR | Scrapped | SYS-08190 | Pressure transducer | Wika | S-20 | 0 a 1000 bar | External | Metrologia | 2031-01-05
NOV SPS BR | Stand by | SYS-08191 | Pressure transducer | Wika | S-20 | -1 a 3 bar | External | Metrologia | 2031-01-05
Flexibles BR | Scrapped | SYS-08192 | Pressure transducer | Wika | S-20 | -1 a 3 bar | External | Metrologia | 2024-01-25
Flexibles BR | Scrapped | SYS-08193 | Pressure transducer | Wika | S-20 | 0 a 1000 bar | External | Metrologia | 2030-12-14
Flexibles BR | Scrapped | SYS-08194 | Pressure transducer | Wika | S-20 / 14214400 | 0 a 1000bar | External | Metrologia | 2030-07-26
Flexibles BR | Scrapped | SYS-08195 | Pressure transducer | Wika | S-20 | 0 a 1000 bar | External | Metrologia | 2024-11-18
NOV SPS BR | For calibration | SYS-08196 | Pressure transducer | Wika | S-20 | -1 a 3 bar | External | Metrologia | 2024-09-11
NOV SPS BR | Stand by | SYS-08197 | Pressure transducer | Wika | S-20 / 14214400 | -1 a 3 bar | External | Metrologia | 2030-01-01
Flexibles BR | Scrapped | SYS-08198 | Pressure transducer | Wika | S-20 / 14214400 | 0 a 1000 bar | External | Metrologia | 2023-05-25
NOV SPS BR | For calibration | SYS-08199 | Pressure transducer | Wika | S-20 | 0 a 1000 bar | External | FAT | 2024-09-08
NOV SPS BR | For calibration | SYS-08200 | Pressure transducer | Wika | S-20 | 0 a 1000 bar | External | FAT | 2025-06-04
NOV SPS BR | For calibration | SYS-08201 | Pressure transducer | Wika | S-20 | -1 a 3 bar | External | Metrologia | 2024-07-02
Flexibles BR | Scrapped | SYS-08202 | Pressure transducer | Wika | S-20 | 0 a 1000 bar | External | Metrologia | 2033-05-25
NOV SPS BR | Stand by | SYS-08203 | Pressure transducer | Wika | S-20 | -1 a 3 bar | External | Metrologia | 2031-01-05
Flexibles BR | Scrapped | SYS-08204 | Pressure transducer | Wika | S-20 / 14214400 | -1 a 3 bar | External | FAT | 2023-05-26
NOV SPS BR | For calibration | SYS-08205 | Pressure transducer | Wika | S-20 | -1 a 3 bar | External | Metrologia | 2031-01-05
NOV SPS BR | In use | SYS-08206 | Pressure transducer | Wika | S-20 | 0 a 1000 bar | External | FAT | 2025-08-03
NOV SPS BR | For external calibration | SYS-08207 | Transdutor de Temperatura | Wika | TFT35 | -50 a 200 ºC | External | Metrologia | 2030-01-01
Flexibles BR | Scrapped | SYS-08208 | Transdutor de Temperatura | Wika | Não consta | -50 a 200 ºC | External | Metrologia | 2031-01-05
Flexibles BR | Scrapped | SYS-08209 | Transdutor de Temperatura | 0-Information missing | TFT35 | -50 a 200 ºC | External | Metrologia | 2023-12-17
Flexibles BR | Scrapped | SYS-08210 | Transdutor de Temperatura | Wika | TFT35 | -50 a 200 ºC | External | Metrologia | 2023-12-17
Flexibles BR | Scrapped | SYS-08211 | Transdutor de Temperatura | Wika | Não consta | -50 a 200 ºC | External | Metrologia | 2031-01-05
NOV SPS BR | For external calibration | SYS-08212 | Transdutor de Temperatura | Wika | Não consta | -50 a 200 ºC | External | Metrologia | 2030-01-01
NOV SPS BR | For external calibration | SYS-08213 | Transdutor de Temperatura | Wika | TFT35 | -50 a 200 ºC | External | Metrologia | 2030-01-01
Flexibles BR | Stand by | SYS-08216 | Vacuummeter / manometer | Wika | 232.50.115L | -1 a 3 bar | External | Metrologia | 2030-12-22
Flexibles BR | Stand by | SYS-08217 | Vacuummeter / manometer | Wika | 232.50.115L | -1 a 3 bar | External | Metrologia | 2031-01-05
Flexibles BR | Stand by | SYS-08218 | Vacuummeter / manometer | Wika | 232.50.115L | -1 a 3 bar | External | Metrologia | 2031-01-05
Flexibles BR | Stand by | SYS-08219 | Vacuummeter / manometer | Wika | 232.50.115L | -1 a 3 bar | External | Metrologia | 2031-01-05
NOV SPS BR | In use | SYS-08220 | Vacuummeter / manometer | Wika | 232.50.115L | -1 a 3 bar | External | FAT | 2026-04-04
Flexibles BR | Stand by | SYS-08221 | Vacuummeter / manometer | Wika | 232.50.115L | -1 a 3 bar | External | Metrologia | 2030-12-22
NOV SPS BR | In use | SYS-08222 | Vacuummeter / manometer | Wika | 232.50.115L | -1 a 3 bar | External | FAT | 2026-03-04
Flexibles BR | Stand by | SYS-08223 | Vacuummeter / manometer | Wika | 232.50.115L | -1 a 3 bar | External | Metrologia | 2031-01-05
Flexibles BR | Stand by | SYS-08224 | Vacuummeter / manometer | Wika | 232.50.115L | -1 a 3 bar | External | Metrologia | 2031-01-04
NOV SPS BR | For external calibration | SYS-08225 | Transdutor de Temperatura | Wika | TFT35 | -50 a 200 °C | External | Metrologia | 2030-01-01
NOV SPS BR | For external calibration | SYS-08226 | Transdutor de Temperatura | Wika | TFT35 | -40 a 200 °C | External | Metrologia | 2030-01-01
NOV SPS BR | For external calibration | SYS-08227 | Transdutor de Temperatura | Wika | Não consta | -40 a 200 ºC | External | Metrologia | 2030-01-01
NOV SPS BR | In use | SYS-08228 | Vacuummeter / manometer | Wika | Não consta | -1 a 3 bar | External | FAT | 2026-04-04
NOV SPS BR | For calibration | SYS-08229 | Milliohmmeter | 0-Information missing | Amprobe MO-100 | - | External | FAT | 2025-03-15
Flexibles BR | Scrapped | SYS-08230 | Manometer | Wika | CPG1200 | 0 a 400 bar | External | Metrologia | 2031-01-05
NOV SPS BR | In use | SYS-08231 | Manometer | Wika | CPG1200 | 0 a 400 bar | External | FAT | 2025-12-14
Flexibles BR | Stand by | SYS-08232 | Manometer | Wika | CPG1200 | 0 a 400 bar | External | Metrologia | 2031-01-05
NOV SPS BR | In use | SYS-08233 | Manometer | Wika | CPG1200 | 0 a 400 bar | External | FAT | 2025-12-14
NOV SPS BR | Stand by | SYS-08234 | Manometer | Wika | CPG1200 | 0 a 400 bar | External | Metrologia | 2030-01-01
NOV SPS BR | Stand by | SYS-08235 | Manometer | Wika | CPG1200 | 0 a 400 bar | External | Metrologia | 2030-01-01
Flexibles BR | Stand by | SYS-08236 | Manometer | Wika | CPG1200 | 0 a 400 bar | External | Metrologia | 2031-01-05
Flexibles BR | Stand by | SYS-08237 | Manometer | Wika | CPG1200 | 0 a 400 bar | External | Metrologia | 2031-01-05
NOV SPS BR | In use | SYS-08238 | Milliohmmeter | 0-Information missing | Amprobe MO-100 | - | External | FAT | 2026-03-04
NOV SPS BR | In use | SYS-08239 | Manometer | Nuova Fima | Não consta | 0 a 15000 psi | External | FAT | 2025-04-07
Flexibles BR | Stand by | SYS-08240 | Gas Flowmeter | Bronkhorst | MV-106 | 0 a 200 l/min | External | FAT | 2031-01-05
NOV SPS BR | Stand by | SYS-08241 | Pressure transducer | 0-Information missing | S-20 | 0 à 1000 bar | External | Metrologia | 2030-01-01
NOV SPS BR | For calibration | SYS-08242 | Pressure transducer | 0-Information missing | S-20 | 0 à 1000 bar | External | Metrologia | 2025-06-27
NOV SPS BR | Stand by | SYS-08243 | Pressure transducer | 0-Information missing | S-20 | 0 à 1000 bar | External | Metrologia | 2030-01-01
NOV SPS BR | Stand by | SYS-08244 | Pressure transducer | 0-Information missing | S-20 | 0 à 1000 bar | External | Metrologia | 2030-01-01
NOV SPS BR | Stand by | SYS-08245 | Pressure transducer | 0-Information missing | S-20 | 0 à 1000 bar | External | Metrologia | 2030-01-01
NOV SPS BR | Stand by | SYS-08246 | Pressure transducer | 0-Information missing | S-20 | 0 à 1000 bar | External | Metrologia | 2030-01-01
NOV SPS BR | Stand by | SYS-08247 | Pressure transducer | 0-Information missing | S-20 | 0 à 1000 bar | External | Metrologia | 2030-01-01
NOV SPS BR | Stand by | SYS-08248 | Pressure transducer | 0-Information missing | S-20 | 0 à 1000 bar | External | Metrologia | 2030-01-01
NOV SPS BR | For calibration | SYS-08249 | Pressure transducer | 0-Information missing | S-20 | 0 à 1000 bar | External | FAT | 2025-06-28
NOV SPS BR | Stand by | SYS-08250 | Pressure transducer | 0-Information missing | S-20 | 0 à 1000 bar | External | Metrologia | 2030-01-01
NOV SPS BR | For calibration | SYS-08251 | Pressure transducer | Gefran | TPHADA-E-D-V-P50M-T | 0 a 50000 PSI | External | Metrologia | 2030-01-01
NOV SPS BR | For calibration | SYS-08303 | Equipment | 0-Information missing | inserir | 0 a 1000 bar | External | Metrologia | 2030-01-01
NOV SPS BR | For calibration | SYS-08305 | Equipment | 0-Information missing | INSERIR | 0 a 1000 bar | External | Metrologia | 2030-01-01
NOV SPS BR | In use | SYS-08306 | Equipment | 0-Information missing | 706585/08-220-33/020,260 | 0 A 1000 bar | External | FAT | 2026-03-17
NOV SPS BR | In use | SYS-08308 | Equipment | 0-Information missing | 706585/08-220-33/020,260 | 0 a 1000 bar | External | FAT | 2026-03-17
NOV SPS BR | For calibration | SYS-08309 | Gas Flowmeter | 0-Information missing | MV-106 | - | External | Metrologia | 2024-11-26
NOV SPS BR | For calibration | SYS-08310 | Gas Flowmeter | 0-Information missing | - | - | External | Metrologia | 2030-01-01
NOV SPS BR | Scrapped | SYS-08311 | Torque wrench | 0-Information missing | VERSA-4 | 887 a 6105 N.m. | External | FAT | 2024-12-12
NOV SPS BR | Scrapped | SYS-08312 | Torque wrench | 0-Information missing | HY-STEALTH | 1626 a 10825 N.m. | External | FAT | 2024-12-12
NOV SPS BR | In use | SYS-08313 | Manometer | 0-Information missing | HIDROWER | 0 a 11500 psi | External | FAT | 2025-11-12
Flexibles BR | Scrapped | SYS-09001 | Trena | Starrett | Y510B-30cm | 0-30000mm |  | PCO-SOF | 2014-11-20
Flexibles BR | Scrapped | SYS-09002 | Trena | Starrett | Y510B-30cm | 0-30000mm |  | PCO-SOF | 2014-11-03
Flexibles BR | Scrapped | SYS-09003 | Trena | Starrett | Y510B-30cm | 0-30000mm | External | Montagem | 2015-07-15
Flexibles BR | Scrapped | SYS-09004 | Trena | Starrett | Y510B-20cm | 0-20000mm |  | PCO-SOF | 2014-11-03
Flexibles BR | Scrapped | SYS-09005 | Trena | Starrett | Y510B-20cm | 0-20000mm | External | Montagem | 2015-05-23
Flexibles BR | Scrapped | SYS-09006 | Trena | Starrett | Y510B-20cm | 0-20000mm |  | PCO-SOF | 2030-11-26
Flexibles BR | Scrapped | SYS-09007 | Trena | Starrett | Y510B-15cm | 0-15000mm |  | PCO-SOF | 2014-11-20
Flexibles BR | Scrapped | SYS-09008 | Thread gauge | Emuge | M4-6H | M4 x 0,7 - 6H - PNP | External | Metrologia - Laboratório Analítico | 2030-01-01
Flexibles BR | Scrapped | SYS-09009 | Thread gauge | Emuge | M6-6H | M6 x 1 - 6H - PNP | External | Metrologia - Laboratório Analítico | 2030-01-01
Flexibles BR | Scrapped | SYS-09010 | Thread gauge | Emuge | M8-6H | M8 x 1,25 - 6H - PNP | External | Metrologia - Laboratório Analítico | 2030-01-01
Flexibles BR | Stand by | SYS-09011 | Thread gauge | Emuge | 10M-6H | M10 x 1,5 - 6H - PNP | External | Metrologia | 2030-01-01
Flexibles BR | Scrapped | SYS-09012 | Thread gauge | Emuge | TPNP | 1/4" - 18NPT - TPNP | External | Metrologia - Laboratório Analítico | 2030-01-01
Flexibles BR | Scrapped | SYS-09013 | Thread gauge | Emuge | M12-6H | M12 x 1,75 - 6H - PNP | External | Metrologia - Laboratório Analítico | 2022-05-10
Flexibles BR | Scrapped | SYS-09014 | Thread gauge | Emuge | M14-6H | M14 x 2 - 6H - PNP | External | Metrologia - Laboratório Analítico | 2030-01-01
Flexibles BR | Scrapped | SYS-09015 | Thread gauge | Emuge | 16M-6H | M16 x 2 - 6H - Não Passa | External | Metrologia - Laboratório Analítico | 2030-01-01
Flexibles BR | Scrapped | SYS-09016 | Thread gauge | Emuge | M18-6H | M18 x 2,5 - 6H - PNP | External | Metrologia - Laboratório Analítico | 2030-01-01
Flexibles BR | Scrapped | SYS-09017 | Thread gauge | Emuge | M20-6H | M20 x 2,5 - 6H - PNP | External | Metrologia - Laboratório Analítico | 2030-01-01
Flexibles BR | Scrapped | SYS-09018 | Thread gauge | Emuge | M22-6H | M22 x 2,5 - 6H - PNP | External | Metrologia - Laboratório Analítico | 2030-01-01
Flexibles BR | Scrapped | SYS-09019 | Thread gauge | Emuge | M24-6H | M24 x 3 - 6H - PNP | External | Metrologia - Laboratório Analítico | 2023-10-10
Flexibles BR | Scrapped | SYS-09020 | Manometer | Keller | Leo Record | 0-300bar | External | Montagem | 2016-04-07
Flexibles BR | Scrapped | SYS-09021 | Manometer | Keller | Leo Record | 0-300bar | External | Laboratório | 2030-06-02
Flexibles BR | Scrapped | SYS-09022 | Thread gauge | Emuge | 1/4x19 | 1/4" - 19 - ANPT | External | Metrologia - Laboratório Analítico | 2030-01-01
Flexibles BR | Scrapped | SYS-09023 | Thread gauge | Emuge | 1/2x14 | 1/2" - 14 - TNPT | External | Metrologia - Laboratório Analítico | 2030-01-01
Flexibles BR | Scrapped | SYS-09024 | Thread gauge | Emuge | 1/2x14 | 1/2" - 14 - TNPT | External | Metrologia - Laboratório Analítico | 2030-01-01
Flexibles BR | Scrapped | SYS-09025 | Thread gauge | Emuge | 1/2x14 | 1/2" - 14 - ANPT | External | Metrologia - Laboratório Analítico | 2030-01-01
Flexibles BR | Scrapped | SYS-09026 | Thread gauge | Emuge | 1/2x14 | 1/2" - 14 - ANPT | External | Metrologia - Laboratório Analítico | 2030-01-01
Flexibles BR | Scrapped | SYS-09027 | Thread gauge | Emuge | M24x1,5-6g | M24 x 1,5 - 6g - Passa | External | Metrologia - Laboratório Analítico | 2030-01-01
Flexibles BR | Scrapped | SYS-09028 | Thread gauge | Emuge | M24x1,5-6g | M24 x 1,5 - 6g - Passa | External | Metrologia - Laboratório Analítico | 2030-01-01
Flexibles BR | Scrapped | SYS-09029 | Thread gauge | Emuge | 1/4x19 | 1/4" - 19 - ANPT | External | Metrologia - Laboratório Analítico | 2030-01-01
Flexibles BR | Scrapped | SYS-09030 | Thread gauge | Emuge | 1/4x19 | 1/4" - 19 - TNPT | External | Metrologia - Laboratório Analítico | 2030-01-01
Flexibles BR | Scrapped | SYS-09031 | Thread gauge | Emuge | 1/4x19 | 1/4" - 19 - TNPT | External | Metrologia - Laboratório Analítico | 2030-01-01
Flexibles BR | Scrapped | SYS-09032 | Thread gauge | Emuge | M16x2-6g | M16 x 2 - 6g - Passa | External | Metrologia - Laboratório Analítico | 2030-01-01
Flexibles BR | Scrapped | SYS-09033 | Thread gauge | Emuge | M12x1,75-6g | M12 x 1,75 - 6g - Passa | External | Metrologia - Laboratório Analítico | 2030-01-01
NOV SPS BR | For calibration | SYS-09034 | Thread gauge | Emuge | M12x1,75-6g | M12 x 1,75 - 6g - Passa | External | Metrologia | 2024-09-05
Flexibles BR | Scrapped | SYS-09035 | Thread gauge | Emuge | M20x2,5-6g | M20 x 2,5 - 6g - Passa | External | Metrologia - Laboratório Analítico | 2022-07-06
Flexibles BR | Scrapped | SYS-09036 | Thread gauge | Insize | M 20x2,5-6g | M20 x 2,5 - 6g -Passa | External | Metrologia - Laboratório Analítico | 2030-01-01
Flexibles BR | Scrapped | SYS-09037 | Thread gauge | Emuge | M 24 x 3 -6g | M24 x 3 - 6g - Passa | External | Metrologia - Laboratório Analítico | 2023-09-12
NOV SPS BR | In use | SYS-09038 | Vernier calliper gauge / digital | Mitutoyo | CD-6''CSX-B | 0 a 150 mm | External | Montagem | 2026-04-20
NOV SPS BR | In use | SYS-09039 | Vernier calliper gauge / digital | Mitutoyo | CD-6''CSX-B | 0 a 150 mm | External | OPE | 2025-05-19
Flexibles BR | Stand by | SYS-09040 | Anemômetro | Minipa | MDA-11 | 1,1~108km/h | External | Metrologia | 2040-12-23
Flexibles BR | Scrapped | SYS-09041 | Trena | Starrett | TS538-15M | 0 a 15000mm | External | SOF | 2021-01-10
Flexibles BR | Scrapped | SYS-09042 | Trena | Starrett | TS34-5ME | 0 a 5000mm | External | SOF | 2018-06-19
NOV SPS BR | In use | SYS-09043 | Equipment | 0-Information missing | SIFCO ASC / PE1060 | 20 VDC e 60 ADC | External | WPCO | 2025-11-21
Flexibles BR | Stand by | SYS-09044 | Digital thermometer | 0-Information missing | ITTE350 | -10 a 100 °C | External | Metrologia | 2031-01-05
Flexibles BR | Scrapped | SYS-09045 | Digital chronometer | 0-Information missing | XL-013 | 0 a 3600 s | External | Metrologia | 2031-01-05
Flexibles BR | Scrapped | SYS-09046 | Trena | Starrett | TS510-15M | 0 a 15000mm | External | Metrologia | 2030-01-01
Flexibles BR | Scrapped | SYS-09047 | Trena | Starrett | TS510-15M | 0 a 15000mm | External | Laboratório | 2019-10-14
Flexibles BR | Scrapped | SYS-09048 | Trena | Starrett | TS510-15M | 0 a 15000mm | External | Montagem | 2021-07-05
Flexibles BR | Scrapped | SYS-09049 | Trena | Starrett | TS510-15M | 0 a 15000mm | External | Laboratório | 2019-10-09
Flexibles BR | Scrapped | SYS-09050 | Trena | Starrett | TS538-15M | 0 a 15000mm | External | WPCO | 2021-07-11
Flexibles BR | Scrapped | SYS-09051 | Trena | Starrett | TS538-15M | 0 a 15000mm | External | Montagem | 2020-10-19
NOV SPS BR | In use | SYS-09052 | Trena | Starrett | TS538-15M | 0 a 15000 mm | External | Tração | 2026-03-02
NOV SPS BR | Scrapped | SYS-09053 | Infra red Thermometer | 0-Information missing | Instrutherm TI-550 | -50°C - 550°C | External | Extrusão | 2023-03-13
NOV SPS BR | Scrapped | SYS-09054 | Infra red Thermometer | 0-Information missing | Instrutherm TI-550 | -50°C - 550°C | External | Metrologia | 2022-10-04
Flexibles BR | Scrapped | SYS-10001 | Yoke CA | Magnaflux | Y6 | 30-82 gauss | Internal | Armadura de Pressão | 2030-12-30
Flexibles BR | Scrapped | SYS-10002 | Yoke CA | Magnaflux | Y6 | 30-82 gauss | External | Rewinder | 2030-12-30
Flexibles BR | Scrapped | SYS-10003 | Yoke CA | Magnaflux | Y6 | 30-82 gauss | External | Armadura de tração | 2021-02-10
Flexibles BR | Scrapped | SYS-10004 | Yoke CA | Magnaflux | Y6 | 30-82 gauss | External | Armadura de Pressão | 2021-02-10
Flexibles BR | Scrapped | SYS-10005 | Yoke CA | Magnaflux | Y6 | 30-82 gauss | External | WLD | 2021-02-10
Flexibles BR | Scrapped | SYS-10006 | Yoke CA | Magnaflux | Y6 | 30-82 gauss | External | Armadura de Pressão 1 | 2021-02-10
Flexibles BR | Scrapped | SYS-10007 | Yoke CA | Magnaflux | Y6 | 30-82 gauss | External | Laboratório | 2021-02-10
Flexibles BR | Scrapped | SYS-10008 | Yoke CA | Magnaflux | Y6 | 30-82 gauss | External | Rewinder | 2022-05-07
Flexibles BR | Scrapped | SYS-10009 | Yoke CA | Magnaflux | Y6 | 30-82 gauss | External | WLD | 2030-01-01
Flexibles BR | Scrapped | SYS-10010 | Yoke CA | Magnaflux | Y6 | 30-82 gauss | External | Armadura de Tração | 2021-02-10
Flexibles BR | Scrapped | SYS-10011 | Yoke CA | Magnaflux | Y6 | 30-82 gauss | External | Rewinder | 2021-01-12
Flexibles BR | Scrapped | SYS-10012 | Yoke CA | Magnaflux | Y6 | 30-82 gauss | External | Armadura de Pressão | 2022-05-07
Flexibles BR | Scrapped | SYS-10013 | Yoke CA | Magnaflux | Y6 | 30-82 gauss | External | Rewinder | 2030-12-31
Flexibles BR | Scrapped | SYS-10014 | Yoke CA | Magnaflux | y6 | 30-82 gauss | External | Rewinder | 2022-05-07
Flexibles BR | Scrapped | SYS-10015 | Yoke CA | Magnaflux | Y6 | 30-82 gauss | External | Laboratório | 2022-05-07
Flexibles BR | Scrapped | SYS-10016 | Yoke CA | Magnaflux | Y6 | 30-82 gauss | External | Rewinder | 2021-02-10
Flexibles BR | Scrapped | SYS-10017 | Yoke CA | Magnaflux | Y6 | 30-82 gauss | External | Não encontrado | 2030-01-01
NOV SPS BR | In use | SYS-10030 | Massa Padrão | NOV Flexibles | 5,5kg | - | Internal | WLD | 2026-01-25
NOV SPS BR | In use | SYS-10031 | Massa Padrão | NOV Flexibles | 5,5kg | - | Internal | WLD | 2026-01-25
NOV SPS BR | In use | SYS-10032 | Massa Padrão | NOV Flexibles | 5,5 kg | - | Internal | Rewinder 2 | 2026-01-25
NOV SPS BR | In use | SYS-10033 | Massa Padrão | NOV Flexibles | 5,5 kg | - | Internal | armadura pressão | 2026-01-25
NOV SPS BR | In use | SYS-10034 | Massa Padrão | NOV Flexibles | 5,5 kg | - | Internal | Rewinder 4 | 2026-01-25
NOV SPS BR | In use | SYS-10035 | Massa Padrão | NOV Flexibles | 5,5kg | - | Internal | WLD | 2026-01-25
NOV SPS BR | In use | SYS-10036 | Massa Padrão | NOV Flexibles | 5,5kg | - | Internal | WLD | 2026-01-25
NOV SPS BR | In use | SYS-10037 | Massa Padrão | NOV Flexibles | 5,5kg | - | Internal | WLD | 2026-01-25
NOV SPS BR | In use | SYS-10038 | Massa Padrão | NOV Flexibles | 5,5kg | - | Internal | WLD | 2026-01-25
Flexibles BR | For calibration | SYS-10039 | Massa Padrão | NOV Flexibles | 5,5 kg | - | External | Metrologia | 2026-01-25
NOV SPS BR | In use | SYS-10040 | Massa Padrão | NOV Flexibles | 5,5kg | - | Internal | WLD | 2026-01-25
NOV SPS BR | In use | SYS-10041 | Massa Padrão | NOV Flexibles | 5,5kg | - | Internal | Metrologia | 2026-01-25
Flexibles BR | Scrapped | SYS-10042 | Massa Padrão | NOV Flexibles | 5,5kg | - | External | Armadura de Pressão | 2021-02-10
NOV SPS BR | In use | SYS-10043 | Massa Padrão | NOV Flexibles | 5,5kg | - | Internal | Metrologia | 2026-01-25
NOV SPS BR | In use | SYS-10044 | Luxímetro Digital | Minipa | MLM-1011 | 0 a 100000 lux | External | Carcaça | 2026-04-06
Flexibles BR | Scrapped | SYS-10045 | Luximetro Digital | Minipa | MLM-1011 | 0 a 100000 lux | External | Armadura de Pressão | 2020-07-14
Flexibles BR | Scrapped | SYS-10046 | Luxímetro Digital | Minipa | MLM-1011 | 0 a 100000 lux | External | Laboratório | 2020-07-20
Flexibles BR | Scrapped | SYS-10047 | Luxímetro Digital | Minipa | MLM-1011 | 0 a 100000 lux | External | Armadura de Pressão | 2020-08-19
NOV SPS BR | Stand by | SYS-10048 | Luxímetro Digital | Minipa | MLM-1011 | 0 a 100000 lux | External | Metrologia | 2030-12-22
NOV SPS BR | Stand by | SYS-10049 | Luxímetro Digital | Minipa | MLM-1011 | 0 a 100000 lux | External | extrusora 2 | 2031-01-05
NOV SPS BR | Stand by | SYS-10050 | Luximetro Digital | Minipa | MLM-1011 | 0 a 100000 lux | External | Metrologia | 2031-01-05
Flexibles BR | Stand by | SYS-10051 | Luxímetro Digital | Minipa | MLM-1011 | 0 a 100000 lux | External | Metrologia | 2031-01-05
Flexibles BR | Scrapped | SYS-10052 | Luxímetro Digital | Minipa | MLM-1011 | 0 a 100000 lux | External | Metrologia - Laboratório Analítico | 2031-01-05
Flexibles BR | Scrapped | SYS-10053 | Luxímetro Digital | Minipa | MLM-1011 | 0 a 100000 lux | External | Carcaça | 2020-10-11
NOV SPS BR | Stand by | SYS-10054 | Luximetro Digital | Minipa | MLM-1011 | 0 a 100000 lux | External | Metrologia | 2030-01-01
NOV SPS BR | Stand by | SYS-10055 | Luximetro Digital | Minipa | MLM-1011 | 0 a 100000 lux | External | Metrologia | 2030-06-30
Flexibles BR | Scrapped | SYS-10056 | Luxímetro Digital | Minipa | MLM-1011 | 0 a 100000 lux | External | Metrologia | 2021-12-08
NOV SPS BR | Stand by | SYS-10057 | Luxímetro Digital | Minipa | MLM-1011 | 0 a 100000 lux | External | Metrologia | 2031-01-05
NOV SPS BR | Stand by | SYS-10058 | Luxímetro Digital | Minipa | MLM-1011 | 0 a 100000 lux | External | Metrologia | 2030-01-01
NOV SPS BR | In use | SYS-10059 | Luxímetro Digital | Minipa | MLM-1011 | 0 a 100000 lux | External | Inspecon | 2026-04-08
NOV SPS BR | Stand by | SYS-10060 | Luxímetro Digital | Minipa | MLM-1011 | 0 a 100000 lux | External | Metrologia | 2030-01-01
Flexibles BR | Scrapped | SYS-10061 | Luxímetro Digital | Minipa | MLM-1011 | 0 a 100000 lux | External | Laboratório | 2019-11-05
NOV SPS BR | Stand by | SYS-10062 | Luxímetro Digital | Minipa | MLM-1011 | 0 a 100000 lux | External | Metrologia | 2031-01-05
Flexibles BR | Scrapped | SYS-10063 | Luxímetro Digital | Minipa | MLM-1011 | 0 a 100000 lux | External | Metrologia | 2019-11-05
NOV SPS BR | Scrapped | SYS-10064 | Luximetro Digital | Minipa | MLM-1011 | 0 a 100000 lux | External | Metrologia | 2030-12-22
NOV SPS BR | Stand by | SYS-10065 | Luxímetro Digital | Minipa | MLM-1011 | 0 a 100000 lux | External | Metrologia - Laboratório Analítico | 2030-01-01
Flexibles BR | Scrapped | SYS-10066 | Luxímetro Digital | Minipa | MLM-1011 | 0 a 100000 lux | External | Laboratorio | 2021-11-03
NOV SPS BR | Stand by | SYS-10067 | Luxímetro Digital | Minipa | MLM-1011 | 0 a 100000 lux | External | Metrologia | 2030-12-21
NOV SPS BR | Stand by | SYS-10068 | Luxímetro Digital | Minipa | MLM-1011 | 0 a 100000 lux | External | Metrologia | 2030-01-01
NOV SPS BR | For calibration | SYS-10069 | Luxímetro Digital | Minipa | MLM-1011 | 0 a 100000 lux | External | Inspecon | 2025-05-27
Flexibles BR | Scrapped | SYS-10070 | Luxímetro Digital | Minipa | MLM-1011 | 0 a 100000 lux | External | Laboratório | 2021-07-21
NOV SPS BR | In use | SYS-10071 | Luximetro Digital | Minipa | MLM-1011 | 0 a 100000 lux | External | Metrologia | 2025-05-03
Flexibles BR | Scrapped | SYS-10072 | Luxímetro Digital | Minipa | MLM-1011 | 0 a 100000 lux | External | Laboratório | 2021-11-28
NOV SPS BR | Stand by | SYS-10073 | Luxímetro Digital | Minipa | MLM-1011 | 0 a 100000 lux | External | Metrologia | 2030-01-01
Flexibles BR | Scrapped | SYS-10074 | Luxímetro Digital | Minipa | MLM-1011 | 0 a 100000 lux | External | Metrologia - Laboratório Analítico | 2024-03-27
NOV SPS BR | Stand by | SYS-10075 | Luxímetro Digital | Minipa | MLM-1011 | 0 a 100000 lux | External | Metrologia - Laboratório Analítico | 2030-01-01
NOV SPS BR | For calibration | SYS-10076 | Micrometro externo | Mitutoyo | 293-821-30 | 0 a 25 mm | External | Extrusão | 2025-02-07
Flexibles BR | Scrapped | SYS-10077 | Micrometro externo | Mitutoyo | 293-821-30 | 0 a 25mm | External | PCO | 2023-05-21
NOV SPS BR | In use | SYS-10078 | Micrometro externo | Mitutoyo | 293-821-30 | 0 a 25 mm | External | Extrusão | 2025-08-17
NOV SPS BR | In use | SYS-10079 | Micrometro externo | Mitutoyo | 293-821-30 | 0 a 25 mm | External | Extrusora | 2025-10-08
Flexibles BR | Scrapped | SYS-10080 | Micrometro externo | Mitutoyo | 293-821-30 | 0 a 25 mm | External | Metrologia | 2024-07-09
NOV SPS BR | For calibration | SYS-10081 | Micrometro externo | Mitutoyo | 293-821-30 | 0 a 25 mm | External | Metrologia | 2025-04-24
NOV SPS BR | In use | SYS-10082 | Infra red Pyrometer | lumaSense Technologies | IGA 310 | 560 a 700 ºC | External | WLD | 2026-11-17
NOV SPS BR | In use | SYS-10083 | Infra red Pyrometer | lumaSense Technologies | IGA 310 | 560 a 700 ºC | External | Metrologia | 2024-12-25
NOV SPS BR | In use | SYS-10084 | Infra red Pyrometer | lumaSense Technologies | IGA 310 | 560 a 700 ºC | External | WLD | 2026-11-17
NOV SPS BR | In use | SYS-10086 | Infra red Pyrometer | lumaSense Technologies | IGA 310 | 560 a 700 ºC | External | WLD | 2026-11-17
NOV SPS BR | In use | SYS-10087 | Infra red Pyrometer | lumaSense Technologies | IGA 310 | 560 a 700 ºC | External | WLD | 2026-11-17
NOV SPS BR | In use | SYS-10088 | Infra red Pyrometer | lumaSense Technologies | IGA 310 | 560 a 700 ºC | External | WLD | 2026-11-17
NOV SPS BR | For calibration | SYS-10089 | Infra red Pyrometer | lumaSense Technologies | IGA 310 | 560 a 700 ºC | External | WLD | 2024-12-25
NOV SPS BR | In use | SYS-10090 | Infra red Pyrometer | lumaSense Technologies | IGA 310 | 560 a 700 ºC | External | WLD | 2026-11-17
NOV SPS BR | In use | SYS-10091 | Infra red Pyrometer | lumaSense Technologies | IGA 310 | 560 a 700 ºC | External | WLD | 2026-11-17
NOV SPS BR | In use | SYS-10092 | Infra red Pyrometer | lumaSense Technologies | IGA 310 | 560 a 700 ºC | External | WLD | 2026-11-17
NOV SPS BR | Scrapped | SYS-10093 | Infra red Pyrometer | lumaSense Technologies | IGA 310 | 560 a 700 ºC | External | Metrologia | 2024-12-25
NOV SPS BR | In use | SYS-10094 | Infra red Pyrometer | lumaSense Technologies | IGA 310 | 560 a 700 ºC | External | WLD | 2026-11-17
NOV SPS BR | In use | SYS-10095 | Infra red Pyrometer | lumaSense Technologies | IGA 310 | 560 a 700 ºC | External | WLD | 2024-12-25
Flexibles BR | Scrapped | SYS-10096 | Infra red Pyrometer | 0-Information missing | Não consta | 560 a 700ºC | External | Metrologia | 2023-01-25
NOV SPS BR | In use | SYS-10097 | Trena | Starrett | Não consta | 0 a 5000 mm | External | Armadura de Tração | 2024-10-14
Flexibles BR | Scrapped | SYS-10098 | Termo-Higrômetro Digital | Minipa | MTH-1360A | 20 a 70 ºC | External | Montagem | 2023-09-11
NOV SPS BR | In use | SYS-10099 | Termo-Higrômetro Digital | Minipa | MTH-1360A | -20 a 70 ºC / 0 a 100 % UR | External | WLD | 2025-11-22
Flexibles BR | Scrapped | SYS-10100 | Infra red Pyrometer | Fluke | 572-2 | 150 a 250 ºC | External | PFA - Engenharia de materiais | 2024-01-06
NOV SPS BR | In use | SYS-10101 | Trena | Starrett | TS34-5ME | 0 a 5000 mm | External | Tração | 2026-03-20
Flexibles BR | Stand by | SYS-10102 | Vernier calliper gauge / digital | Mitutoyo | 500-171-30 | 0 a 150 mm | External | Metrologia | 2031-01-05
Flexibles BR | Stand by | SYS-10103 | Vernier calliper gauge / digital | Mitutoyo | 500-171-30 | 0 a 150 mm | External | Metrologia | 2031-01-05
NOV SPS BR | In use | SYS-10104 | Steel ruler | Mitutoyo | 182-125 | 0 a 300 mm | External | Inspecon | 2025-02-06
NOV SPS BR | In use | SYS-10105 | Steel ruler | Mitutoyo | 182-125 | 0 a 300 mm | External | Armadura de pressão | 2025-03-09
NOV SPS BR | In use | SYS-10106 | Infra red Pyrometer | lumaSense Technologies | IGA 320 | 300 a 1300 °C | External | PFA | 2026-11-17
NOV SPS BR | In use | SYS-10107 | Infra red Pyrometer | lumaSense Technologies | IGA 320 | 300 a 1300 °C | External | PFA | 2026-11-17
NOV SPS BR | In use | SYS-10108 | Infra red Pyrometer | lumaSense Technologies | IGA 320 | 300 a 1300 °C | External | PFA | 2026-11-17
Flexibles BR | Stand by | SYS-10109 | Torquimetro | 0-Information missing | NovoTeste | 20 a 200 N.m | External | Metrologia | 2030-12-06
NOV SPS BR | Stand by | SYS-10110 | Torquimetro | 0-Information missing | NovoTeste | 20 a 200 Nm | External | Metrologia | 2030-06-30
NOV SPS BR | Stand by | SYS-10111 | Termo-Higrômetro Digital | 0-Information missing | Victor 231 | -25 a 75 °C / 0 a 99,9 % UR | External | Metrologia | 2030-01-01
NOV SPS BR | In use | SYS-10112 | Alicate Amperímetro | Fluke | 376 FC | - | External | PFA | 2025-09-12
NOV SPS BR | For calibration | SYS-10113 | Infra red Pyrometer | lumaSense Technologies | IGA 320 | 300 a 1300 °C | External | Pressão | 2031-01-05
NOV SPS BR | In use | SYS-10114 | Infra red Pyrometer | lumaSense Technologies | IGA 310 | 560 a 700 ºC | External | WLD | 2024-12-25
NOV SPS BR | In use | SYS-10115 | Infra red Pyrometer | lumaSense Technologies | IGA 320 | 300 a 1300 °C | External | WLD | 2026-11-17
NOV SPS BR | In use | SYS-10116 | Infra red Pyrometer | lumaSense Technologies | IGA 320 | 300 a 1300 °C | External | WLD | 2026-11-17
NOV SPS BR | In use | SYS-10117 | Infra red Pyrometer | lumaSense Technologies | IGA 320 | 300 a 1300 °C | External | WLD | 2026-11-17
NOV SPS BR | Scrapped | SYS-10118 | Welding unit | 0-Information missing | - | 150 a 250ºC | External | WLD- Kassya | 2024-11-04
NOV SPS BR | For calibration | SYS-12001 | Digital thermometer | Equitherm | DM6802B | -50 a 1300°C | External | Metrologia | 2030-01-01
Flexibles BR | Scrapped | SYS-12002 | Digital thermometer | 0-Information missing | DM6802B | -50 a 1300 °C | External | Metrologia - Laboratório Analítico | 2030-01-01
Flexibles BR | Scrapped | SYS-12004 | Micrometro externo | Mitutoyo | 293-230 | 0 a 25mm | External | Laboratório | 2017-08-12
Flexibles BR | Scrapped | SYS-12005 | Micrometro externo | Mitutoyo | 293-230 | 0 a 25 mm | External | Metrologia - Laboratório Analítico | 2031-01-05
Flexibles BR | Stand by | SYS-12006 | Vernier calliper gauge / digital | Mitutoyo | 500-171-20B | 0 a 150 mm | External | Metrologia | 2031-01-05
NOV SPS BR | For calibration | SYS-12007 | Vernier calliper gauge / digital | Mitutoyo | 500-171-20B | 0 a 150 mm | External | Laboratório | 2025-05-20
Flexibles BR | Scrapped | SYS-12008 | Vernier calliper gauge / digital | Mitutoyo | 500-171-20B | 0 a 150mm | External | Metrologia | 2022-01-20
NOV SPS BR | In use | SYS-12009 | Vernier calliper gauge / digital | Mitutoyo | 500-171-20B | 0 a 150 mm | External | Laboratório | 2026-04-20
NOV SPS BR | Stand by | SYS-12010 | Digital thermometer | Roline | 305 | -50 a 1300 °C | External | Metrologia | 2031-01-05
NOV SPS BR | In use | SYS-12011 | Micrometro externo | Mitutoyo | 395-271 | 0 a 25 mm | External | Laboratório | 2026-04-20
Flexibles BR | Stand by | SYS-12012 | Micrometro externo | Mitutoyo | 395-271 | 0 a 25mm | External | Metrologia | 2030-12-22
NOV SPS BR | In use | SYS-12013 | Drying Oven | Binder | FD115 E2 | 0 a 250 °C | External | Laboratório | 2025-08-19
NOV SPS BR | In use | SYS-12014 | Drying Oven | Binder | FD115 E2 | 0 a 250 °C | External | Laboratório | 2025-08-19
NOV SPS BR | In use | SYS-12015 | Drying Oven | Binder | FD115 E2 | 0 a 300 °C | External | Laboratório | 2025-08-19
NOV SPS BR | In use | SYS-12016 | Tensile test device | Instron | 5965 | 0 a 5 kN | External | Laboratório | 2026-04-05
NOV SPS BR | In use | SYS-12017 | Tensile test device | Instron | 5985 | 0 a 250 kN | External | Laboratório | 2026-04-08
NOV SPS BR | For calibration | SYS-12018 | Steel ruler | KDS | Não consta | 0 a 300 mm | External | Metrologia | 2030-01-01
Flexibles BR | Scrapped | SYS-12019 | Karl Fischer Titrator | Mettler-Toledo | C30 | 50 a 300°C | External | Laboratório | 2022-04-30
NOV SPS BR | In use | SYS-12020 | Precision balance | Mettler-Toledo | MS3002S/A01 | 0 a 3200 g | External | Laboratório Analítico | 2027-05-10
NOV SPS BR | In use | SYS-12021 | Precision balance | Mettler-Toledo | XP205 | 0 a 220 g | External | Laboratório Analítico | 2027-05-10
NOV SPS BR | In use | SYS-12022 | MFR (Melt flow rate) / MVR (Melt volumen rate) | Ceast | MF20 | - | External | Laboratório | 2025-10-14
NOV SPS BR | In use | SYS-12023 | Hardness tester - Vickers | Zwick | ZH10 | - | External | Laboratório Analítico | 2026-01-26
Flexibles BR | Scrapped | SYS-12024 | Microscope | 0-Information missing | MA 100 | - | External | Laboratório | 2030-01-01
Flexibles BR | Scrapped | SYS-12025 | Microscope | 0-Information missing | SMZ 800 T | Não consta | External | Laboratório | 2030-01-01
NOV SPS BR | In use | SYS-12026 | Termo-Higrômetro Digital | Minipa | MTH-1362 | 0 a 60 °C / 0 a 100 % UR | External | Metrologia | 2025-07-24
Flexibles BR | Scrapped | SYS-12027 | Manometer | Parker | 9676-04 | 0 a 14bar | External | Metrologia - Laboratório Analítico | 2030-01-01
NOV SPS BR | In use | SYS-12028 | Drying Oven | Binder | VD-23 | 0 a 250 °C | External | Laboratório | 2026-05-07
Flexibles BR | Scrapped | SYS-12029 | Viscometer (CIV) | 0-Information missing | AVS370 | Não consta | External | Laboratório | 2021-11-12
NOV SPS BR | In use | SYS-12030 | Tensile test device | Instron | 5985 | 0 a 250 kN | External | Laboratório - Área de testes | 2026-04-07
Flexibles BR | Scrapped | SYS-12032 | Manometer | 0-Information missing | Não consta | 0 a 250 bar | External | Laboratório | 2030-01-30
Flexibles BR | Scrapped | SYS-12033 | Manometer | 0-Information missing | Não consta | 0 a 200 bar | External | Laboratório | 2030-01-01
NOV SPS BR | In use | SYS-12034 | Termo-Higrômetro Digital | 0-Information missing | RHT-WM-485-LCD | -40 a 100 °C / 0 a 100 % UR | External | Qualidade-Lab. Analitico | 2025-11-22
NOV SPS BR | Stand by | SYS-12035 | Termo-Higrômetro Digital | 0-Information missing | RHT-WM-485-LCD | -40 a 100 °C / 0 a 100 % UR | External | Metrologia | 2030-01-01
NOV SPS BR | For calibration | SYS-12036 | Termo-Higrômetro Digital | 0-Information missing | RHT-WM-485-LCD | -40 a 100 °C / 0 a 100 % UR | External | Metrologia | 2025-04-21
NOV SPS BR | For calibration | SYS-12037 | Termo-Higrômetro Digital | 0-Information missing | RHT-WM-485-LCD | -40 a 100 °C / 0 a 100 %RH | External | Armazem de Tração | 2025-09-08
NOV SPS BR | For calibration | SYS-12038 | Termo-Higrômetro Digital | 0-Information missing | RHT-WM-485-LCD | -40 a 100 °C / 0 a 100 % UR | External | Metrologia | 2025-04-21
Flexibles BR | Stand by | SYS-12039 | Tacometro | Minipa | MDT-2245C | 0,5 a 19999RPM / 0,05 a 99999m | External | Metrologia | 2031-01-05
NOV SPS BR | In use | SYS-12040 | Reference block | Zwick | HV10 | 291.4 HV | External | Laboratório | 2025-07-02
Flexibles BR | Stand by | SYS-12041 | Massa Padrão | Mettler-Toledo | OIML | 500 g | External | Metrologia | 2030-01-01
Flexibles BR | Stand by | SYS-12042 | Massa Padrão | Mettler-Toledo | CarePoc S | 10 g e 200 g | External | Metrologia | 2030-01-01
Flexibles BR | Stand by | SYS-12043 | Massa Padrão | Mettler-Toledo | CarePoc M | 100 g e 2 kg | External | Metrologia | 2030-01-01
Flexibles BR | Scrapped | SYS-12044 | Calibration block | Mitutoyo | 611643-021 | 3,5mm | External | Metrologia | 2030-01-01
Flexibles BR | Scrapped | SYS-12045 | Calibration block | Mitutoyo | 611643-021 | 3,5mm | External | Laboratory | 2022-07-12
Flexibles BR | Scrapped | SYS-12046 | Calibration block | Mitutoyo | 611643-021 | 3,5 mm | External | Metrologia | 2030-01-01
Flexibles BR | Scrapped | SYS-12047 | Calibration block | Mitutoyo | 611643-021 | 3,5mm | External | Metrologia | 2022-07-12
Flexibles BR | Scrapped | SYS-12048 | Calibration block | Mitutoyo | 611648-02 | 8,5 mm | External | Laboratório | 2030-01-01
Flexibles BR | Scrapped | SYS-12049 | Calibration block | Mitutoyo | 611648-02 | 8,5 mm | External | Metrologia | 2030-01-01
Flexibles BR | Scrapped | SYS-12050 | Calibration block | Mitutoyo | 611648-02 | 8,5mm | External | Metrologia | 2030-01-01
Flexibles BR | For calibration | SYS-12051 | Calibration block | Mitutoyo | 611648-02 | 8,5 mm | External | WPCO | 2030-01-01
Flexibles BR | Scrapped | SYS-12052 | Manometer | 0-Information missing | - | 0 a 200 bar | External | Laboratório | 2030-01-01
Flexibles BR | Scrapped | SYS-12053 | Massa Padrão | Mettler-Toledo | OIML | 2 g | External | Metrologia | 2030-01-01
Flexibles BR | Scrapped | SYS-12054 | Manometer | Wika | - | 0 a 350 Bar | External | Laboratório | 2030-01-01
Flexibles BR | Scrapped | SYS-12055 | Manometer | Wika | - | 0 a 350 Bar | External | Laboratório | 2030-01-01
Flexibles BR | Scrapped | SYS-12056 | Manometer | Wika | - | 0 a 350 Bar | External | Laboratório | 2030-01-01
Flexibles BR | Scrapped | SYS-12057 | Manometer | Wika | - | 0 a 350 Bar | External | Laboratório | 2030-01-01
Flexibles BR | Scrapped | SYS-12058 | Manometer | 0-Information missing | - | 0 a 11bar | External | Laboratório | 2030-01-01
Flexibles BR | Scrapped | SYS-12059 | Manometer | Binder | - | 0 a 30 bar | External | Laboratório | 2030-01-01
Flexibles BR | Scrapped | SYS-12060 | Manometer | 0-Information missing | - | 0 a 8 bar | External | Laboratório | 2030-01-01
Flexibles BR | Scrapped | SYS-12063 | Manometer | 0-Information missing | - | 0 a 60 lbf/pol | External | Laboratório | 2030-01-01
Flexibles BR | Scrapped | SYS-12064 | Manometer | 0-Information missing | - | -1 a 10 kgf/cm | External | Laboratório | 2030-01-01
Flexibles BR | Scrapped | SYS-12065 | Manometer | 0-Information missing | - | -1 a 10 kgf/cm | External | Laboratório | 2030-01-01
Flexibles BR | Scrapped | SYS-12066 | Manometer | 0-Information missing | 2000-50mm | 0 a 50 mm H2O | External | Laboratório | 2030-01-01
Flexibles BR | Scrapped | SYS-12067 | Manometer | 0-Information missing | 2000-50mm | 0 a 50 mm H2O | External | Laboratório | 2030-01-01
Flexibles BR | Scrapped | SYS-12068 | Manometer | 0-Information missing | MS-021-LCD | 0 a 100 Pa | External | Laboratório | 2030-01-01
Flexibles BR | Scrapped | SYS-12069 | Manometer | 0-Information missing | MS-021-LCD | 0 a 100 Pa | External | Laboratório | 2030-01-01
Flexibles BR | Scrapped | SYS-12070 | Measuring block | NOV Flexibles | - | 5 a 15mm | External | Laboratório | 2019-10-13
Flexibles BR | Scrapped | SYS-12071 | Calibration block | NOV Flexibles | Não consta | 5 a 15 mm | External | Laboratório | 2030-01-01
NOV SPS BR | In use | SYS-12072 | Manometer | Wika | CPG1500 | -1 a 7 bar | External | FAT | 2025-10-12
NOV SPS BR | In use | SYS-12073 | Hardness tester - Vickers | Zwick | ZHV30A | - | External | Laboratório Analítico | 2026-01-27
NOV SPS BR | In use | SYS-12074 | Termo-Higrômetro Digital | 0-Information missing | RHT-WM-485-LCD | -40 a 100 °C / 0 a 100 % UR | External | WPCO - Container | 2025-02-14
Flexibles BR | Scrapped | SYS-12075 | Reference block | Digimess | 110.430-1 | 25 mm | External | Metrologia | 2019-04-16
Flexibles BR | Stand by | SYS-12076 | Reference block | Digimess | 110.430-5 | 125 mm | External | Metrologia | 2030-12-15
Flexibles BR | Scrapped | SYS-12077 | Reference block | Digimess | 110.430-7 | 175 mm | External | Laboratorio | 2020-03-23
Flexibles BR | Scrapped | SYS-12078 | Reference block | Digimess | 110.430-8 | 200mm | External | Metrologia - Laboratório Analítico - Em cima do armário | 2019-04-23
Flexibles BR | Scrapped | SYS-12079 | Reference block | Digimess | 110.430-9 | 225 mm | External | Metrologia - Laboratório Analítico - Em cima do armário | 2019-04-23
Flexibles BR | Scrapped | SYS-12080 | Reference block | Digimess | 110.430-10 | 250 mm | External | Metrologia - Laboratório Analítico - Em cima do armário | 2019-04-23
Flexibles BR | Scrapped | SYS-12081 | Reference block | Digimess | 110.430-12 | 300 mm | External | Metrologia - Laboratório Analítico - Em cima do armário | 2019-04-23
Flexibles BR | Scrapped | SYS-12082 | Reference block | Digimess | 110.430-14 | 350 mm | External | Metrologia - Laboratório Analítico - Em cima do armário | 2019-04-23
Flexibles BR | Scrapped | SYS-12083 | Reference block | Digimess | 110.430-15 | 375 mm | External | Metrologia - Laboratório Analítico - Em cima do armário | 2019-04-23
Flexibles BR | Stand by | SYS-12084 | Reference block | Digimess | 110.430-16 | 400 mm | External | Metrologia | 2030-12-22
Flexibles BR | Scrapped | SYS-12085 | Reference block | Digimess | 110.430-17 | 425 mm | External | Metrologia - Laboratório Analítico - Em cima do armário | 2019-04-23
Flexibles BR | Scrapped | SYS-12086 | Reference block | Digimess | 110.430-18 | 450 mm | External | Metrologia - Laboratório Analítico - Em cima do armário | 2019-04-23
Flexibles BR | Scrapped | SYS-12087 | Reference block | Digimess | 110.430-19 | 475 mm | External | Metrologia - Laboratório Analítico - Em cima do armário | 2019-04-23
Flexibles BR | Scrapped | SYS-12088 | Reference block | Digimess | 110.430-20 | 500 mm | External | Metrologia - Laboratório Analítico - Em cima do armário | 2019-04-23
Flexibles BR | Scrapped | SYS-12089 | Reference block | Digimess | 110.430-21 | 525 mm | External | Metrologia - Laboratório Analítico - Em cima do armário | 2019-04-23
Flexibles BR | Scrapped | SYS-12090 | Reference block | Digimess | 110.430-22 | 575 mm | External | Metrologia - Laboratório Analítico - Em cima do armário | 2019-04-23
Flexibles BR | Stand by | SYS-12091 | Reference block | Digimess | 110.430-23 | 625 mm | External | Metrologia | 2031-01-05
Flexibles BR | Scrapped | SYS-12092 | Reference block | Digimess | 110.430-24 | 675 mm | External | Metrologia - Laboratório Analítico - Em cima do armário | 2019-04-23
Flexibles BR | Scrapped | SYS-12093 | Reference block | Digimess | 110.430-26 | 775 mm | External | Metrologia - Laboratório Analítico - Em cima do armário | 2019-04-23
Flexibles BR | Stand by | SYS-12096 | Manometer | Wika | DG-10-S | 0 a 10 bar | External | Metrologia | 2030-12-22
Flexibles BR | Stand by | SYS-12097 | Manometer | Wika | DG-10-S | 0 a 10 bar | External | Metrologia | 2030-01-01
Flexibles BR | Stand by | SYS-12098 | Reference block | Digimess | 110.430-2 | 50 mm | External | Metrologia | 2031-01-05
Flexibles BR | Scrapped | SYS-12099 | Reference block | Digimess | 110.430-6 | 150 mm | External | Laboratório | 2019-09-03
Flexibles BR | Stand by | SYS-12100 | Reference block | Digimess | 110.430-11 | 275 mm | External | Metrologia | 2031-01-05
Flexibles BR | Scrapped | SYS-12101 | Reference block | Digimess | 110.430-13 | 325 mm | External | Metrologia - Laboratório Analítico - Em cima do armário | 2019-09-03
NOV SPS BR | For calibration | SYS-12102 | Equipment | 0-Information missing | EP 04/ISSO 37-1 | 4 mm | External | Laboratório | 2025-05-10
NOV SPS BR | Scrapped | SYS-12103 | Reference block | Zwick | HV0.1 | 296,1 HV0.1 | External | Laboratório | 2024-08-22
NOV SPS BR | Scrapped | SYS-12104 | Reference block | Zwick | HV0.3 | 294,1 HV0.3 | External | Laboratório | 2024-08-27
NOV SPS BR | Scrapped | SYS-12105 | Reference block | Zwick | HV10 | 293,8 HV10 | External | Laboratório | 2024-08-27
Flexibles BR | Scrapped | SYS-12106 | Viscometer (CIV) | 0-Information missing | 52523IIc (Capilar) | - | External | Metrologia - Laboratório Analítico - Em cima do armário | 2019-09-02
Flexibles BR | Scrapped | SYS-12107 | Viscometer (CIV) | 0-Information missing | 52523IIc | - | External | Metrologia - Laboratório Analítico - Em cima do armário | 2030-01-01
NOV SPS BR | For calibration | SYS-12108 | Temperature Calibrator | Fluke | 9009 | -15 a 350 °C | External | Metrologia | 2025-02-11
NOV SPS BR | Scrapped | SYS-12109 | Reference block | Zwick | HV1 | 547,6 HV1 | External | Laboratório | 2024-08-09
Flexibles BR | Stand by | SYS-12110 | Digital chronometer | 0-Information missing | XL-013 / Any Time | - | External | Metrologia | 2030-01-01
NOV SPS BR | In use | SYS-12111 | Digital chronometer | 0-Information missing | XL-013 / Any Time | - | External | Metrologia | 2025-09-10
Flexibles BR | Scrapped | SYS-12113 | Equipment | 0-Information missing | Cunho ISO 37 Tipo 1 | - | External | Tração | 2025-01-14
Flexibles BR | In use | SYS-12114 | Karl Fischer Titrator | Mettler-Toledo | C30 S | Não consta | External | Laboratório | 2026-04-02
Flexibles BR | Scrapped | SYS-12115 | External meter with timepiece | Mitutoyo | 547-401 | 0 a 12 mm | External | Metrologia - Laboratório Analítico | 2030-12-21
Flexibles BR | Scrapped | SYS-12116 | Micrometro externo | Mitutoyo | 293-143-30 | 75 a 100 mm | External | Metrologia - Laboratório Analítico | 2030-12-28
Flexibles BR | Scrapped | SYS-12117 | Micrometro externo | Mitutoyo | 293-143-30 | 75 a 100 mm | External | Metrologia - Laboratório Analítico | 2030-12-22
Flexibles BR | Scrapped | SYS-12118 | Micrometro externo | Mitutoyo | 293-250-30 | 100 a 125 mm | External | Metrologia - Laboratório Analítico | 2030-12-28
Flexibles BR | Scrapped | SYS-12119 | Micrometro externo | Mitutoyo | 293-250-30 | 100 a 125 mm | External | Metrologia - Laboratório Analítico | 2030-12-15
NOV SPS BR | In use | SYS-12120 | Temperature Calibrator | Fluke | 9133 | -25 a 150 °C | External | Metrologia | 2026-03-26
Flexibles BR | Scrapped | SYS-12121 | Equipment | 0-Information missing | Parabor | 6,0 a 115,0 mm | External | Laboratório | 2025-07-31
Flexibles BR | In use | SYS-12122 | Equipment | 0-Information missing | Parabor | 6,0 a 115,0 mm | External | Laboratório | 2025-07-31
NOV SPS BR | Stand by | SYS-12123 | Equipment | 0-Information missing | Parabor | 6,0 a 115,0 mm | External | Laboratório | 2025-07-31
NOV SPS BR | Stand by | SYS-12124 | Equipment | 0-Information missing | Parabor | 6,0 a 115,0 mm | External | Laboratório | 2025-07-31
Flexibles BR | Scrapped | SYS-12125 | Termo-Higrômetro Digital | 0-Information missing | RHT-WM-485-LCD | -40 a 70ºC / 0 a 100%ur | External | sala de Arquivo-Documentação | 2021-08-25
Flexibles BR | Stand by | SYS-12126 | Massa Padrão | 0-Information missing | Cilíndrico - Classe M1 | 1 kg | External | Metrologia | 2031-01-05
Flexibles BR | Stand by | SYS-12127 | Massa Padrão | 0-Information missing | Cilíndrico - Classe M1 | 2 kg | External | Metrologia | 2031-01-05
NOV SPS BR | Stand by | SYS-12128 | Massa Padrão | 0-Information missing | Cilíndrico - Classe M1 | 5 kg | External | Metrologia | 2025-07-24
Flexibles BR | Stand by | SYS-12129 | Massa Padrão | 0-Information missing | Cilíndrico - Classe M1 | 10 kg | External | Metrologia | 2031-01-05
Flexibles BR | In use | SYS-12130 | Massa Padrão | 0-Information missing | Cilíndrico - Classe M1 | 20 kg | External | Metrologia | 2025-08-25
NOV SPS BR | In use | SYS-12131 | Massa Padrão | 0-Information missing | Cilíndrico - Classe M1 | 200 Kg | External | Metrologia | 2025-07-24
NOV SPS BR | In use | SYS-12132 | Massa Padrão | 0-Information missing | Cilíndrico - Classe M1 | 500 Kg | External | Metrologia | 2025-07-24
NOV SPS BR | In use | SYS-12133 | Massa Padrão | 0-Information missing | Cilíndrico - Classe M1 | 1000 Kg | External | Metrologia | 2025-07-24
Flexibles BR | Scrapped | SYS-12134 | Reference ruler | 0-Information missing | - | 0.5 a 500 mm | External | Metrologia | 2020-11-12
Flexibles BR | Scrapped | SYS-12135 | Reference ruler | 0-Information missing | - | 10 a 600 mm | External | Laboratório | 2020-11-12
NOV SPS BR | In use | SYS-12136 | Termo-Higrômetro Digital | 0-Information missing | RHT-WM-485-LCD | -40ºC a 70ºC / 0 % a 100 % ur | External | Tração | 2025-09-08
NOV SPS BR | For calibration | SYS-12137 | Termo-Higrômetro Digital | 0-Information missing | RHT-WM-485-LCD | -40 a 70 °C / 0 a 100 % UR | External | Metrologia | 2025-02-14
NOV SPS BR | In use | SYS-12138 | Termo-Higrômetro Digital | 0-Information missing | RHT-WM-485-LCD | -40ºC a 70ºC / 0 % a 100 % ur | External | Metrologia | 2026-04-07
NOV SPS BR | For external calibration | SYS-12139 | Termo-Higrômetro Digital | 0-Information missing | RHT-WM-485-LCD | -40ºC a 70ºC / 0 % a 100 % UR | External | Metrologia | 2025-04-21
NOV SPS BR | Scrapped | SYS-12140 | PMI XRF Analyser | Olympus | Vanta-VCR-XXX-A3-B | - | External | Metrologia | 2030-01-01
Flexibles BR | Stand by | SYS-12141 | 4-20 mA measuring box | 0-Information missing | Novus N1500 | 4 a 20 mA | External | Metrologia | 2031-01-05
NOV SPS BR | Stand by | SYS-12142 | Equipment | 0-Information missing | - | 0 a 900 m | External | Metrologia | 2024-06-10
NOV SPS BR | For calibration | SYS-12144 | Temperature Calibrator | Fluke | 9009-256- | 150 a 250ºC | External | Metrologia | 2025-04-02
NOV SPS BR | Stand by | SYS-12146 | Reference ruler | 0-Information missing | - | 0 a 2000 mm | External | Metrologia | 2030-01-01
NOV SPS BR | Stand by | SYS-12147 | Reference block | Mitutoyo | 517-310 | 1000 X 2000mm | External | Metrologia | 2030-05-01
Flexibles BR | Scrapped | SYS-13001 | Luximetro Digital | Peak Tech | 5025 | 0-1760Lx | External | HSE | 2018-05-25
Flexibles BR | Scrapped | SYS-13002 | Luximetro Digital | Peak Tech | 5065 | 0-1760Lx | External | Laboratório | 2030-01-01
Flexibles BR | Scrapped | SYS-13003 | Medidor de Nivel Sonoro | Peak Tech | 5055 | 35-130dB | External | HSE | 2030-01-01
NOV SPS BR | Stand by | SYS-13004 | Medidor de Nivel Sonoro | Peak Tech | 8005 - Classe 2 | 0-100dB | External | Metrologia | 2031-01-05
Flexibles BR | Scrapped | SYS-13005 | Detector de gases Portátil | 0-Information missing | DG-500 | Não consta | External | HSE | 2017-06-15
Flexibles BR | Scrapped | SYS-13006 | Anemômetro | Peak Tech | 5060 | 0-5m/s | External | Metrologia | 2020-12-11
Flexibles BR | Scrapped | SYS-13007 | pH meauring device | Hanna Instruments | HI 9126 | -2,00-16,00ph | External | HSE | 2018-03-02
Flexibles BR | Scrapped | SYS-13008 | Detector de gases Portátil | 0-Information missing | DG-500 | Não consta | External | HSE | 2017-06-15
NOV SPS BR | Scrapped | SYS-13009 | Detector de gases Portátil | 0-Information missing | MSA Altair 4XR | CO / O2 / H2S / CH4 | External | Metrologia | 2030-01-01
NOV SPS BR | For calibration | SYS-13010 | Detector de gases Portátil | 0-Information missing | Altair 4x | Não consta | External | HSE | 2025-04-01
NOV SPS BR | For calibration | SYS-13011 | Detector de gases Portátil | 0-Information missing | Altair 4X | Não consta | External | HSE | 2025-04-01
NOV SPS BR | For calibration | SYS-13012 | Medidor de Nivel Sonoro | 0-Information missing | HCD-90 | 94 a 114 dB | External | Metrologia | 2030-01-01
NOV SPS BR | In use | SYS-13013 | Equipment | 0-Information missing | BAF 300 | - | External | Saúde | 2026-02-12
NOV SPS BR | For calibration | SYS-13014 | Equipment | 0-Information missing | BAF 300 | - | External | Metrologia | 2025-02-19
Flexibles BR | Stand by | SYS-13015 | Equipment | 0-Information missing | BAF 300 | - | External | Metrologia | 2030-01-01
Flexibles BR | Scrapped | SYS-13016 | Dosimeter | 0-Information missing | Radalert-100 | - | External | Metrologia - Laboratório Analítico | 2030-01-01
Flexibles BR | Scrapped | SYS-13018 | Flow Meter - Water | 0-Information missing | MTMQ-F | 0-2m | External | ETE | 2021-12-17
Flexibles BR | Scrapped | SYS-13019 | Flow Meter - Water | 0-Information missing | - | - | External | HSE | 2019-01-02
Flexibles BR | Scrapped | SYS-13020 | Flow Meter - Water | 0-Information missing | - | - | External | HSE | 2019-01-02
Flexibles BR | Scrapped | SYS-13021 | Flow Meter - Water | 0-Information missing | - | - | External | HSE | 2019-01-02
Flexibles BR | Stand by | SYS-13022 | Manometer | 0-Information missing | Não Consta | 0 a 10 Kgf/cm2 | External | Metrologia | 2031-01-05
Flexibles BR | Stand by | SYS-13023 | Manometer | 0-Information missing | - | 0 a 100 bar | External | Metrologia | 2030-12-22
NOV SPS BR | For calibration | SYS-13024 | Detector de gases Portátil | 0-Information missing | Altair 4X | Não consta | External | HSE | 2025-04-01
Flexibles BR | Stand by | SYS-13025 | Manometer | 0-Information missing | Não Consta | 0 a 16 kgf/cm² | External | Metrologia | 2031-01-05
Flexibles BR | Scrapped | SYS-13026 | Manometer | 0-Information missing | - | 0 a 16 Kgf/cm² | External | Facility | 2021-02-26
Flexibles BR | Scrapped | SYS-13027 | pH meauring device | 0-Information missing | AK95 | 0 a 10 pH | External | Laboratório | 2019-04-14
Flexibles BR | Scrapped | SYS-13028 | pH meauring device | 0-Information missing | AK95 | 0 a 10 pH | External | Laboratório | 2020-04-16
NOV SPS BR | Stand by | SYS-13029 | Luximetro Digital | Minipa | MLM-1011 | 0 a 100000 Lux | External | Metrologia - Laboratório Analítico | 2030-12-22
Flexibles BR | Scrapped | SYS-13030 | Luximetro Digital | Minipa | MLM-1011 | 0 a 100000 Lux | External | Metrologia - Laboratório Analítico | 2023-02-25
NOV SPS BR | For calibration | SYS-13031 | Thermometer | 0-Information missing | Protemp life | -20 a 150 °C | External | Metrologia - Laboratório Analítico | 2030-12-21
NOV SPS BR | In use | SYS-13032 | Manometer | 0-Information missing | - | 0 a 10 bar | External | FAC | 2026-04-04
NOV SPS BR | In use | SYS-13033 | Drying Oven | 0-Information missing | M23309U | 0 a 60 °C | Internal | Facility - Estação de Tratamento de Efluentes (ETE) | 2026-02-17
NOV SPS BR | In use | SYS-13034 | Precision balance | 0-Information missing | CTC-PR | 80000 kg | External | HSE - Balança Rodoviária | 2025-09-02
NOV SPS BR | In use | SYS-13035 | Flow Meter - Water | 0-Information missing | MJ9B5 | 0 a 20 m³/h | External | Facility | 2025-06-22
NOV SPS BR | In use | SYS-13036 | Flow Meter - Water | 0-Information missing | MJ9B5 | 0 a 20 m³/h | External | Metrologia | 2025-06-22
NOV SPS BR | In use | SYS-13037 | Manometer | Wika | 233.30.100 | 0 a 16 bar | External | FAC | 2026-04-22
NOV SPS BR | Stand by | SYS-13038 | Manometer | Wika | Não Consta | 0 a 16 bar | External | Metrologia | 2030-01-01
NOV SPS BR | Stand by | SYS-13039 | Manometer | Wika | 233.30.100 | 0 a 16 bar | External | Metrologia | 2030-01-01
NOV SPS BR | In use | SYS-13040 | Manometer | Wika | 233.30.100 | 0 a 16 bar | External | FAC | 2025-04-22
NOV SPS BR | For calibration | SYS-13041 | Equipment | 0-Information missing | AK87 | 2 a 12 PH | External | Metrologia | 2023-08-29
Flexibles BR | In use | SYS-13042 | Precision balance | 0-Information missing | B-180 | 0 a 60 Kg | External | Área de resíduos - Ecologika | 2026-04-28
Flexibles BR | Scrapped | SYS-13043 | Dosimeter | 0-Information missing | cone | 0 a 1000 ml | External | Facility | 2020-11-02
Flexibles BR | Scrapped | SYS-13044 | Flow Meter - Water | 0-Information missing | Multijato | 0 a 10m³/h | External | Facility | 2022-11-16
Flexibles BR | Scrapped | SYS-13045 | Flow Meter - Water | 0-Information missing | Multijato | 0 a 10m³/h | External | Facility | 2020-10-19
NOV SPS BR | For calibration | SYS-13046 | Detector de gases Portátil | 0-Information missing | Altair 4XR | Não consta | External | HSE | 2025-04-01
Flexibles BR | Scrapped | SYS-13047 | Flow controller | 0-Information missing | 467895 | 0 a 70 bar | External | HSE | 2023-06-02
NOV SPS BR | Scrapped | SYS-13048 | Dosimeter | 0-Information missing | Cone Imhoff | 0 a 1000 ml | External | FAT | 2031-01-05
Flexibles BR | Scrapped | SYS-13049 | Dosimeter | 0-Information missing | Proveta | 100 a 1000 ml | External | Facility | 2020-12-15
NOV SPS BR | Scrapped | SYS-13050 | Dosimeter | 0-Information missing | Proveta | 100 a 1000 ml | External | HSE | 2025-08-16
NOV SPS BR | For calibration | SYS-13051 | Manometer | 0-Information missing | Não consta | 0 a 400 bar | External | HSE | 2023-04-30
Flexibles BR | Scrapped | SYS-13052 | Manometer | 0-Information missing | Não consta | 0 a 400 bar | External | Metrologia | 2031-01-05
Flexibles BR | Scrapped | SYS-13053 | Flow controller | 0-Information missing | - | 0 a 1000 psi | External | HSE | 2023-06-02
NOV SPS BR | Scrapped | SYS-13054 | Manometer | 0-Information missing | - | 0 a 400 bar | External | HSE | 2021-04-06
NOV SPS BR | Scrapped | SYS-13055 | Manometer | 0-Information missing | - | 0 a 400 bar | External | HSE | 2021-04-06
NOV SPS BR | Stand by | SYS-13056 | Manometer | 0-Information missing | Premium (Esfignomanômetro) | 0 a 300 mmHg | External | Metrologia | 2030-01-01
Flexibles BR | Scrapped | SYS-13057 | Manometer | 0-Information missing | Premium (Esfignomanômetro) | 0 a 300 mmHg | External | HSE | 2024-02-21
Flexibles BR | Scrapped | SYS-13058 | Manometer | 0-Information missing | Premium (Esfignomanômetro) | 0 a 300 mmHg | External | HSE | 2021-01-17
Flexibles BR | Scrapped | SYS-13059 | Flow controller | 0-Information missing | - | 0 a 70bar | External | HSE | 2023-02-28
Flexibles BR | Scrapped | SYS-13060 | Flow controller | 0-Information missing | - | 0 a 70 bar | External | HSE | 2023-06-02
NOV SPS BR | In use | SYS-13061 | Defibrillator | 0-Information missing | SAM PAD 350P | 50 a 200 J | External | Saúde | 2026-02-07
NOV SPS BR | In use | SYS-13062 | Manometer | 0-Information missing | Premium (Esfignomanômetro) | 0 a 300 mmHg | External | Enfermagem | 2025-06-26
Flexibles BR | Scrapped | SYS-13063 | Manometer | 0-Information missing | Premium (Esfignomanômetro) | 0 a 300 mmHg | External | HSE | 2024-02-21
Flexibles BR | Scrapped | SYS-13064 | Infra red Thermometer | 0-Information missing | THGTSC1 | 32 a 42,9 °C | External | Metrologia | 2022-08-30
NOV SPS BR | Stand by | SYS-13065 | Manometer | 0-Information missing | ML 322 (Esfignomanômetro) | 0 a 300 mmHg | External | Metrologia | 2030-01-01
NOV SPS BR | In use | SYS-13066 | Detector de gases Portátil | 0-Information missing | Altair 4XR | CH4, O2, CO, H2S | External | HSE | 2026-05-30
Flexibles BR | Scrapped | SYS-13067 | Flow Meter - Water | 0-Information missing | - | 0 a 10 m3 h | External | Facility | 2022-11-29
NOV SPS BR | For calibration | SYS-13068 | pH meauring device | 0-Information missing | PH140 | 0 a 14 pH / 0 a 100°C | External | Metrologia | 2024-08-05
NOV SPS BR | In use | SYS-13069 | pH meauring device | 0-Information missing | PH140 | 0 a 14 pH / 0 a 100 °C | External | Facility | 2025-06-19
Flexibles BR | Scrapped | SYS-13070 | Dosimeter | 0-Information missing | Proveta | 0 a 1000ml | External | Facility | 2021-04-20
Flexibles BR | Scrapped | SYS-13071 | Dosimeter | 0-Information missing | Proveta | 0 a 1000ml | External | Laboratório | 2021-10-04
NOV SPS BR | Scrapped | SYS-13072 | Infra red Thermometer | 0-Information missing | THGTSC1 | 32 a 42,9°C | External | Enfermagem | 2021-06-02
NOV SPS BR | In use | SYS-13073 | Manometer | 0-Information missing | Premium (Esfignomanômetro) | 0 a 300 mmHg | External | Enfermagem | 2025-06-26
NOV SPS BR | Stand by | SYS-13074 | Manometer | 0-Information missing | Não consta | 0 a 300 mmHg | External | ENFERMAGEM | 2025-11-18
Flexibles BR | Scrapped | SYS-13075 | Manometer | 0-Information missing | Premium (Esfignomanômetro) | 0 a 300 mmHg | External | Enfermagem | 2024-06-07
Flexibles BR | Stand by | SYS-13076 | Infra red Thermometer | 0-Information missing | FR1DZ1 | 32 a 42,9 °C | External | Metrologia | 2031-01-05
Flexibles BR | Scrapped | SYS-13077 | Dosimeter | 0-Information missing | - | 0 a 1000 ml | External | Facility | 2030-06-30
NOV SPS BR | In use | SYS-13078 | Dosimeter | 0-Information missing | Não Consta | 0 a 1000 ml | External | FAC | 2026-04-08
Flexibles BR | Scrapped | SYS-13079 | Infra red Thermometer | 0-Information missing | - | 36 a 40 ºC | External | HSE | 2023-05-31
Flexibles BR | Scrapped | SYS-13080 | Infra red Thermometer | 0-Information missing | - | 36 a 40 ºC | External | Metrologia | 2022-08-30
NOV SPS BR | In use | SYS-13081 | Manometer | Wika | Não Consta | 0 a 20 bar | External | Facility | 2025-10-28
NOV SPS BR | In use | SYS-13082 | Manometer | Wika | - | 0 a 20 bar | External | Facility | 2025-10-28
NOV SPS BR | For calibration | SYS-13083 | Manometer | Wika | Não Consta | 0 a 20 bar | External | Montagem | 2025-03-22
NOV SPS BR | For calibration | SYS-13084 | Manometer | Wika | - | 0 a 20 bar | External | Facility | 2024-07-23
Flexibles BR | Scrapped | SYS-13085 | Dosimeter | 0-Information missing | NAO CONSTA | 0 a 1000 ml | External | Laboratório | 2021-01-14
NOV SPS BR | In use | SYS-13086 | Dosimeter | 0-Information missing | Não consta | 0 a 1000 ml | External | FAC | 2026-04-08
NOV SPS BR | In use | SYS-13087 | Manometer | 0-Information missing | 233.30.100L | 0 a 16 Bar | External | FAC | 2026-04-22
NOV SPS BR | Stand by | SYS-13088 | Manometer | 0-Information missing | 233.30.100L | 0 a 16 Bar | External | Metrologia | 2030-01-01
Flexibles BR | Scrapped | SYS-13089 | Manometer | 0-Information missing | - | 0 a 16 kgf/cm² | External | Metrologia | 2023-03-30
NOV SPS BR | In use | SYS-13090 | Flow Meter - Water | 0-Information missing | MS-20 | 0 a 10 m3/h | External |  | 2025-12-21
NOV SPS BR | In use | SYS-13091 | Flow Meter - Water | 0-Information missing | MS-20 | 0 a 10 m3/h | External | Facility | 2025-06-22
Flexibles BR | Stand by | SYS-13092 | Infra red Thermometer | 0-Information missing | - | 32 a 42,9°C | External | Metrologia | 2030-12-21
Flexibles BR | Stand by | SYS-13093 | Infra red Thermometer | 0-Information missing | Dikang HG03 | 32 a 42,9 °C | External | Metrologia | 2031-01-04
NOV SPS BR | For external calibration | SYS-13094 | Infra red Thermometer | 0-Information missing | ZHEJIANG MONDIAL ELETRONIC TECHNOLOGY | 34 a 42ºC | External | HSE | 2022-09-01
NOV SPS BR | Scrapped | SYS-13095 | Trena | Starrett | TS537-30M | 0 a 30 metros | External | HSE | 2023-01-23
Flexibles BR | Scrapped | SYS-13096 | Vernier calliper gauge / digital | Starrett | EC799A-6/150 | 0 a 159 mm | External | HSE | 2023-01-23
NOV SPS BR | For calibration | SYS-13097 | Detector de gases Portátil | 0-Information missing | Altair 5X | Não consta | External | HSE | 2025-04-01
NOV SPS BR | In use | SYS-13098 | Detector de gases Portátil | 0-Information missing | MSA Altair 5X | CH4 / O2 / CO / H2S | External | HSE | 2026-03-14
Flexibles BR | Scrapped | SYS-13099 | Anemômetro | Fluke | 925 | 2,81 a 17,29 m/s | External | Metrologia | 2022-04-11
Flexibles BR | Scrapped | SYS-13100 | Anemômetro | Fluke | 925 | 2,70 a 16,66 m/s | External | Metrologia | 2022-05-12
NOV SPS BR | In use | SYS-13101 | Trena | Starrett | TS537 | 0 a 30 m | External | Montagem | 2026-04-23
Flexibles BR | Scrapped | SYS-13102 | Vernier calliper gauge / digital | Mitutoyo | - | 0 a 150 mm | External | HSE | 2023-05-31
NOV SPS BR | In use | SYS-13103 | Defibrillator | 0-Information missing | Não consta | 50 a 200 J | External | Metrologia | 2026-02-11
Flexibles BR | Stand by | SYS-13104 | Manometer | 0-Information missing | MSA | 0 a 1000 psi | External | Metrologia | 2030-12-21
Flexibles BR | Scrapped | SYS-13105 | Infra red Thermometer | 0-Information missing | ROHS/GP-300 | 32 a 42.9 ºC | External | Metrologia | 2022-06-10
Flexibles BR | Stand by | SYS-13106 | Infra red Thermometer | 0-Information missing | ROHS/GP-300 | 32 a 42.9 ºC | External | Metrologia | 2030-12-22
NOV SPS BR | In use | SYS-13107 | Flow controller | 0-Information missing | PN10 | 0 a 10000 m³/h | External | Facility | 2025-06-22
Flexibles BR | Scrapped | SYS-13108 | Flow controller | 0-Information missing | - | 0 a 3 M/MIN | External | Facility | 2023-09-11
NOV SPS BR | For calibration | SYS-13109 | Dosimeter | 0-Information missing | Não consta | 0 a 1000 ml | External | Facility | 2025-08-16
NOV SPS BR | In use | SYS-13110 | Dosimeter | 0-Information missing | Não consta | 0 a 1000 ml | External | FAC | 2026-04-08
NOV SPS BR | Stand by | SYS-13115 | Manometer | 0-Information missing | Premium (Esfigmomanômetro) | 0 a 300 mmHg | External | Metrologia | 2030-01-01
NOV SPS BR | Stand by | SYS-13116 | Manometer | 0-Information missing | Premium (Esfigmomanômetro) | 0 a 300 mmHg | External | Metrologia | 2030-01-01
NOV SPS BR | For calibration | SYS-13117 | Flow Meter - Water | 0-Information missing | ML05216 | 0 a 200 L/min | External | Metrologia | 2024-06-30
NOV SPS BR | For calibration | SYS-13118 | Flow Meter - Water | 0-Information missing | ML05216 | 0 a 200 L/min | External | Metrologia | 2024-07-22
NOV SPS BR | For external calibration | SYS-13119 | Flow Meter - Water | 0-Information missing | ML05216 | 0 a 200 l/min | External | Facility - Estação de Tratamento de Efluentes (ETE) | 2025-04-17
Flexibles BR | Stand by | SYS-13120 | Flow Meter - Water | 0-Information missing | ML05216 | 0 a 200 l/min | External | FAT | 2030-12-22
NOV SPS BR | In use | SYS-13121 | Anemômetro | Fluke | 925 | 0,4 a 25 m/s - 0 a 50 °C | External | Metrologia | 2025-12-17
NOV SPS BR | For calibration | SYS-13122 | Anemômetro | Fluke | 925 | 0,4 a 25 m/s - 0 a 50 °C | External | Metrologia | 2024-10-22
NOV SPS BR | For calibration | SYS-13123 | Manometer | Wika | 233.30.100L | 0 a 16 bar | External | Metrologia | 2030-01-01
Flexibles BR | Scrapped | SYS-13124 | Manometer | Wika | 233.30.100L | 0 a 16 bar | External | Casa de bomba de incêndio | 2024-06-12
NOV SPS BR | Stand by | SYS-13125 | Manometer | Wika | 233.30.100L | 0 a 16 bar | External | Metrologia | 2030-01-01
NOV SPS BR | In use | SYS-13126 | Manometer | Wika | 233.30.100L | 0 a 16 bar | External | Metrologia | 2026-02-12
NOV SPS BR | In use | SYS-13127 | Manometer | Wika | 233.30.100L | 0 a 16 bar | External | Facility | 2026-04-22
NOV SPS BR | Stand by | SYS-13128 | Manometer | Wika | 233.30.100L | 0 a 16 bar | External | Metrologia | 2030-01-01
Flexibles BR | Scrapped | SYS-13129 | Manometer | Wika | 233.30.100L | 0 a 16 bar | External | Casa de bomba de incêndio | 2024-06-12
NOV SPS BR | Stand by | SYS-13130 | Manometer | Wika | 233.30.100L | 0 a 16 bar | External | Metrologia | 2030-01-01
Flexibles BR | Scrapped | SYS-13131 | Manometer | 0-Information missing | Premium (Esfigmomanômetro) | 0 a 300 mmHg | External | Metrologia | 2031-01-05
NOV SPS BR | Stand by | SYS-13132 | Manometer | 0-Information missing | Premium (Esfigmomanômetro) | 0 a 300 mmHg | External | ENFERMAGEM | 2025-11-18
NOV SPS BR | Stand by | SYS-13133 | Manometer | 0-Information missing | Premium (Esfignomanômetro) | 0 a 300 mmHg | External | Metrologia | 2030-01-01
NOV SPS BR | In use | SYS-13134 | Dosimeter | 0-Information missing | Não consta | 100 a 1000 ml | External | FAC | 2026-04-08
NOV SPS BR | For calibration | SYS-13135 | Dosimeter | 0-Information missing | Não consta | 100 a 1000 ml | External | Facilities | 2025-08-29
Flexibles BR | Stand by | SYS-13136 | Infra red Thermometer | 0-Information missing | Dikang HG03 | 32 a 42,9 °C | External | Metrologia | 2031-01-05
NOV SPS BR | In use | SYS-13137 | Equipment | 0-Information missing | Akso AK87 | 0 a 50 mg/L | External | Facilities | 2025-12-09
NOV SPS BR | In use | SYS-13138 | Manometer | Wika | 233.50.100L | 0 a 16 bar | External | FAC | 2026-04-22
Flexibles BR | Stand by | SYS-13139 | Manometer | Wika | 233.30.100L | 0 a 16 bar | External | Metrologia | 2031-01-05
NOV SPS BR | In use | SYS-13140 | Manometer | Wika | 233.50.100L | 0 a 16 bar | External | FAC | 2026-04-22
Flexibles BR | Stand by | SYS-13141 | Manometer | Wika | 233.50.100L | 0 a 16 bar | External | Metrologia | 2031-01-05
Flexibles BR | Scrapped | SYS-13142 | Anemômetro | Fluke | 925 | 0,4 a 25 m/s - 0 a 50 °C | External | Metrologia - Laboratório Analítico | 2110-12-20
NOV SPS BR | Stand by | SYS-13143 | Anemômetro | Fluke | 925 | 0,4 a 25 m/s - 0 a 50 °C | External | Metrologia | 2030-01-01
NOV SPS BR | For calibration | SYS-13144 | Manometer | Wika | 233.50.063 | 0 a 20 bar | External | Facility | 2030-01-01
NOV SPS BR | Stand by | SYS-13145 | Manometer | Wika | 233.50.063 | 0 a 20 bar | External | Metrologia | 2030-01-01
NOV SPS BR | For calibration | SYS-13146 | Manometer | Wika | 233.50.100L | 0 a 20 bar | External | Facility | 2030-01-01
NOV SPS BR | Stand by | SYS-13147 | Manometer | Wika | 233.50.100L | 0 a 20 bar | External | Metrologia | 2030-01-01
NOV SPS BR | For calibration | SYS-13148 | Manometer | 0-Information missing | 233.50.100L | 0 a 20 bar | External | Metrologia | 2024-10-16
NOV SPS BR | In use | SYS-13149 | Manometer | 0-Information missing | - | 0 a 20 bar | External | Metrologia | 2025-10-28
NOV SPS BR | In use | SYS-13150 | Manometer | 0-Information missing | - | 0 a 20 bar | External | FAC | 2026-04-22
NOV SPS BR | In use | SYS-13151 | Manometer | 0-Information missing | - | 0 a 20 bar | External | FAC | 2026-04-22
NOV SPS BR | In use | SYS-13152 | Eletronic Scale | 0-Information missing | PC-200 | 0 a 200Kg | External | Enfermagem | 2026-01-06
NOV SPS BR | In use | SYS-13153 | Detector de gases Portátil | 0-Information missing | Altair 4XR | - | External | HSE | 2026-05-06
NOV SPS BR | In use | SYS-13154 | Detector de gases Portátil | 0-Information missing | Altair 4XR | - | External | HSE | 2026-05-06
NOV SPS BR | Stand by | SYS-13155 | Manometer | Wika | 233-50-063L | 0 a 20 bar | External | Metrologia | 2030-01-01
NOV SPS BR | Stand by | SYS-13156 | Manometer | Wika | 233-50-063L | 0 a 5 bar | External | Metrologia | 2030-01-01
NOV SPS BR | Stand by | SYS-13157 | Manometer | Wika | 233-50-063L | 0 a 5 bar | External | Metrologia | 2030-01-01
NOV SPS BR | Stand by | SYS-13158 | Manometer | Wika | 233-50-100L | 0 a 20 bar | External | Metrologia | 2030-01-01
NOV SPS BR | Stand by | SYS-13159 | Manometer | Wika | 233-50-100L | 0 a 20 bar | External | Metrologia | 2030-01-01
NOV SPS BR | In use | SYS-14001 | Vernier calliper gauge / analog | Mitutoyo | 534-102 (Bico longo) | 0 a 500 mm | External | Metrologia | 2026-05-02
NOV SPS BR | For calibration | SYS-14002 | Vernier calliper gauge / digital | Mitutoyo | 500-501-10 (Universal) | 0 a 600 mm | External | Metrologia | 2024-08-06
Flexibles BR | Scrapped | SYS-14003 | Vernier calliper gauge / analog | Starrett | Não consta | 0 a 300 mm | External | Manutenção | 2033-03-03
NOV SPS BR | In use | SYS-14004 | Vernier calliper gauge / digital | Mitutoyo | 500-754-10 | 0 a 300 mm | External | CARCAÇA | 2025-11-24
Flexibles BR | Scrapped | SYS-14005 | Relogio Comparador | Mitutoyo | 2046S | 0 a 10 mm | External | Manutenção | 2019-04-08
Flexibles BR | Stand by | SYS-14006 | Tacometro | Minipa | MDT-2238A | 2.5-99999rpm | External | Metrologia | 2031-01-04
Flexibles BR | Scrapped | SYS-14007 | Alicate Amperímetro | Fluke | 323 | 40-380A/60-570V/40-3800&#8486; | External | Manutenção | 2030-07-02
Flexibles BR | Scrapped | SYS-14008 | Torquimetro | Gedore | 4551-85/Tipo II - Classe A | 250 a 850 Nm | External | Metrologia | 2031-01-05
Flexibles BR | Scrapped | SYS-14009 | Torquimetro | Gedore | DMSE 400/Tipo II - Classe A | 80 a 400 Nm | External | Manutenção | 2023-02-28
NOV SPS BR | In use | SYS-14010 | Torquimetro | Gedore | 8462-01/Tipo II - Classe A | 50 a 400 N.m | External | MANUTENÇÃO | 2026-02-12
NOV SPS BR | In use | SYS-14011 | Torquimetro | Gedore | 8561-01B/Tipo II - Classe A | 20 a 120 Nm | External | MANUTENÇÃO | 2025-06-30
NOV SPS BR | Stand by | SYS-14012 | Torquimetro | Tramontina | 44508/301/Tipo II - Classe A | 60 a 340 Nm | External | Metrologia | 2030-01-01
NOV SPS BR | Scrapped | SYS-14013 | Torquimetro | Tramontina | 44508/301/Tipo II - Classe A | 60 a 340 Nm | External | Manutenção | 2021-10-09
NOV SPS BR | Scrapped | SYS-14014 | Torquimetro | Gedore | 4100-01/Tipo II - Classe A | 10 a 100 Nm | External | Metrologia | 2030-01-01
Flexibles BR | Scrapped | SYS-14015 | Relogio Comparador | Mitutoyo | 513-404 | 0 a 10mm | External | Manutenção | 2024-03-10
Flexibles BR | Stand by | SYS-14016 | Relogio Comparador | Mitutoyo | 2046S | 0 a 10 mm | External | Metrologia | 2031-01-05
Flexibles BR | Scrapped | SYS-14017 | Relogio Comparador | Mitutoyo | 2046S | 0 a 10 mm | External | Manutenção | 2024-02-28
Flexibles BR | Scrapped | SYS-14018 | Vernier calliper gauge / analog | Mitutoyo | 534-106 | 0 a 500mm | External | Manutenção | 2022-01-10
NOV SPS BR | Stand by | SYS-14019 | Torquimetro | 0-Information missing | IPR-800N/Tipo II - Classe A | 100 a 800 Nm | External | Metrologia | 2030-01-01
Flexibles BR | Scrapped | SYS-14020 | Manometer | 0-Information missing | - | 0 a 300 psi | External | Armadura de Tração - VP-040 | 2022-08-24
Flexibles BR | Scrapped | SYS-14021 | Manometer | 0-Information missing | - | 0 a 300 psi | External | Armadura de Tração - VP-041 | 2022-08-24
Flexibles BR | Scrapped | SYS-14022 | Manometer | 0-Information missing | - | 0 a 200 psi | External | VP-026 | 2022-08-24
Flexibles BR | Scrapped | SYS-14023 | Manometer | 0-Information missing | - | 0 a 200 psi | External | VP-027 | 2022-08-24
Flexibles BR | Scrapped | SYS-14024 | Manometer | Wika | - | 0 a 250 Kgf cm2 | External | Manutenção | 2021-08-24
Flexibles BR | Scrapped | SYS-14025 | Manometer | Wika | Não consta | 0 a 250 kgf/cm2 | External | Manutenção | 2021-08-24
Flexibles BR | Scrapped | SYS-14026 | Manometer | 0-Information missing | - | 0 a 300 psi | External | Sala do Gerador - VP-004 | 2022-08-24
Flexibles BR | Scrapped | SYS-14027 | Manometer | 0-Information missing | - | 0 a 20 Kgf cm2 | External | VP-008 | 2022-08-24
Flexibles BR | Scrapped | SYS-14028 | Manometer | Wika | - | 0 a 250 Kgf cm2 | External | Manutenção | 2022-08-24
Flexibles BR | Scrapped | SYS-14029 | Manometer | 0-Information missing | - | 0 a 250 kgf cm 2 | External | Manutenção | 2022-09-24
Flexibles BR | Scrapped | SYS-14030 | Manometer | Ashcroft | - | 0 a 16 bar | External | Container de TH - FAT - VP-028 | 2022-08-24
Flexibles BR | Scrapped | SYS-14031 | Manometer | 0-Information missing | - | 0 a 16 bar | External | Container de TH - FAT - VP-010 | 2020-11-05
Flexibles BR | Scrapped | SYS-14032 | Manometer | Wika | - | 0 a 250 Kgf cm2 | External | Extrusão 1 | 2021-07-02
Flexibles BR | Scrapped | SYS-14033 | Manometer | Wika | - | 0 a 250 kgf cm2 | External | Manutenção | 2021-07-02
Flexibles BR | Scrapped | SYS-14036 | Manometer | 0-Information missing | - | 0 a 150 psi | External | VP-029 | 2022-08-24
Flexibles BR | Scrapped | SYS-14037 | Manometer | 0-Information missing | - | 0 a 21 bar | External | Manutenção - PI-005 | 2022-08-24
Flexibles BR | Scrapped | SYS-14038 | Manometer | 0-Information missing | - | 0 a 16 bar | External | VP-015 | 2022-08-24
Flexibles BR | Scrapped | SYS-14039 | Manometer | 0-Information missing | - | 0 a 21 Kgf cm2 | External | Armadura de Pressão - VP-023 | 2022-08-24
Flexibles BR | Scrapped | SYS-14040 | Manometer | 0-Information missing | - | 0 a 21 Kgf cm2 | External | Insulation - VP-045 | 2022-08-24
Flexibles BR | Scrapped | SYS-14041 | Manometer | 0-Information missing | - | 0 a 250 bar | External | Insulation - VP-045 | 2022-08-24
Flexibles BR | Scrapped | SYS-14042 | Manometer | 0-Information missing | - | 0 a 16 bar | External | VP-053 | 2020-11-05
NOV SPS BR | Stand by | SYS-14043 | Manometer | 0-Information missing | - | 0 a 250 bar | External | Metrologia | 2030-01-01
Flexibles BR | Stand by | SYS-14044 | Manometer | 0-Information missing | Não consta | 0 a 250 bar | External | Metrologia | 2031-01-05
Flexibles BR | Scrapped | SYS-14045 | Manometer | 0-Information missing | - | 0 a 250 psi | External | VP-009 | 2022-08-24
Flexibles BR | Scrapped | SYS-14046 | Manometer | 0-Information missing | - | 0 a 300 psi | External | VP-030 | 2022-08-24
Flexibles BR | Scrapped | SYS-14047 | Manometer | 0-Information missing | - | 0 a 300 psi | External | VP-033 | 2022-08-24
Flexibles BR | Scrapped | SYS-14048 | Manometer | 0-Information missing | - | 0 a 600 psi | External | Armadura de Pressão - VP-022 | 2022-08-24
Flexibles BR | Scrapped | SYS-14049 | Manometer | 0-Information missing | - | 0 a 600 psi | External | Armadura de Pressão - VP-025 | 2022-08-24
Flexibles BR | Scrapped | SYS-14050 | Manometer | 0-Information missing | - | 0 a 300 psi | External | VP-003 | 2020-11-05
Flexibles BR | Scrapped | SYS-14051 | Manometer | 0-Information missing | - | 0 a 15 bar | External | Carcaça - VP-002 | 2020-11-05
Flexibles BR | Scrapped | SYS-14069 | Pressure relief valve | 0-Information missing | ¼ X ¼ Roscada | 9,3 Kgf/cm2 - 10,5 Kgf/cm2 | External | VP-027 | 2022-08-24
Flexibles BR | Scrapped | SYS-14070 | Pressure relief valve | 0-Information missing | ¼ X ¼ Roscada | 9,3 Kgf/cm2 - 10,5 Kgf/cm2 | External | Manutenção | 2022-08-24
Flexibles BR | Scrapped | SYS-14071 | Pressure relief valve | 0-Information missing | 1/2 X ¼ Roscada | 9,3 Kgf/cm2 - 10,5 Kgf/cm2 | External | VP-040 | 2022-08-24
Flexibles BR | Scrapped | SYS-14072 | Pressure relief valve | 0-Information missing | 1/2 X ¼ Roscada | 9,2 Kgf/cm2 - 10,5 Kgf/cm2 | External | VP-041 | 2022-08-24
Flexibles BR | Scrapped | SYS-14073 | Pressure relief valve | 0-Information missing | - | 158,50 a 175,00 psi | External | Manutenção - PSV-004 | 2022-08-24
Flexibles BR | Scrapped | SYS-14074 | Pressure relief valve | 0-Information missing | 1/4 X ¼ Roscada | 8,1 Kgf/cm2 - 9,3 Kgf/cm2 | External | VP-028 | 2022-08-24
Flexibles BR | Scrapped | SYS-14075 | Pressure relief valve | 0-Information missing | 1/4 X ¼ Roscada | 8,2 Kgf/cm2 - 9,3 Kgf/cm2 | External | VP-029 | 2022-08-24
Flexibles BR | Scrapped | SYS-14076 | Pressure relief valve | 0-Information missing | - | 138,97 a 159,2 psi | External | Manutenção - PSV-003 e PSV-010 | 2022-08-24
Flexibles BR | Scrapped | SYS-14077 | Pressure relief valve | 0-Information missing | - | 162,00 a 182,,00 psi | External | Manutenção - PSV-008 | 2022-08-24
Flexibles BR | Scrapped | SYS-14078 | Pressure relief valve | 0-Information missing | - | 0 a 182 psi | External | Manutenção - PSV-015 | 2022-08-24
Flexibles BR | Scrapped | SYS-14080 | Pressure relief valve | 0-Information missing | - | 154,13 a 174,9 psi | External | Manutenção - PSV-020 | 2022-08-24
Flexibles BR | Scrapped | SYS-14081 | Pressure relief valve | 0-Information missing | - | 154,83 a 173,40 psi | External | Manutenção - PSV-005 | 2022-08-24
Flexibles BR | Scrapped | SYS-14082 | Pressure relief valve | 0-Information missing | 3/4 Roscada | 129.0 psi - 15,0 psi | External | VP-053 | 2022-08-24
Flexibles BR | Scrapped | SYS-14083 | Pressure relief valve | 0-Information missing | - | 0 a 173,50 psi | External | Manutenção - PSV-009 | 2022-08-24
Flexibles BR | Scrapped | SYS-14085 | Pressure relief valve | 0-Information missing | 1/4 X ¼ Roscada | 117.0 psi - 132,2 psi | External | VP-033 | 2022-08-24
Flexibles BR | Scrapped | SYS-14086 | Pressure relief valve | 0-Information missing | 1/4 X ¼ Roscada | 135.0 psi - 122,0 psi | External | VP-030 | 2022-08-24
Flexibles BR | Scrapped | SYS-14089 | Pressure relief valve | 0-Information missing | - | 132,77 a 152,10 psi | External | Manutenção - PSV-001 | 2022-08-24
Flexibles BR | Scrapped | SYS-14091 | Pressure relief valve | 0-Information missing | - | 139,1 a 159,2 psi | External | Manutenção - PSV-002 | 2022-08-24
Flexibles BR | Scrapped | SYS-14099 | Load cell | Collin | DCT | 0 a 2500 kg | External | Armadura de Tração | 2023-03-29
Flexibles BR | Scrapped | SYS-14100 | Manometer | Wika | 213.53.63.6000 | 0 a 40 kgf / cm2 | External | Manutenção | 2021-07-02
Flexibles BR | Scrapped | SYS-14101 | Manometer | Wika | 213.53.063.6000 | 0 a 400 Kgf/cm2 | External | Manutenção | 2021-07-02
Flexibles BR | Scrapped | SYS-14102 | Manometer | Wika | 213.53.063.6000 | 0 a 400 Kgf/cm2 | External | Manutenção | 2022-08-24
Flexibles BR | Scrapped | SYS-14103 | Manometer | Wika | 213.53.063.6000 | 0 a 400 Kgf/cm2 | External | Manutenção | 2021-07-02
Flexibles BR | Scrapped | SYS-14104 | Manometer | Wika | 232.50.063.250 | 0 a 250 Kgf/cm2 | External | Manutenção | 2021-07-02
Flexibles BR | Scrapped | SYS-14105 | Manometer | Wika | 232.50.063.250 | 0 a 250 Kgf/cm2 | External | Manutenção | 2021-07-02
Flexibles BR | Scrapped | SYS-14106 | Manometer | Wika | 232.50.063.250 | 0 a 250 Kgf/cm2 | External | Manutenção | 2021-07-02
Flexibles BR | Scrapped | SYS-14107 | Manometer | Wika | 232.50.063.250 | 0 a 250 Kgf/cm2 | External | Manutenção | 2021-07-02
Flexibles BR | Scrapped | SYS-14108 | Manometer | Wika | 232.50.063.250 | 0 a 250 Kgf/cm2 | External | Manutenção | 2021-07-02
Flexibles BR | Scrapped | SYS-14109 | Manometer | Wika | - | 0 a 250 Kgf/cm2 | External | Extrusão | 2021-07-02
Flexibles BR | Scrapped | SYS-14110 | Manometer | Wika | - | 0 a 250 Kgf/cm2 | External | Extrusão 1 | 2021-07-02
Flexibles BR | Scrapped | SYS-14111 | Manometer | Wika | - | 0 a 400 Kgf/cm2 | External | Manutenção | 2021-07-02
Flexibles BR | Scrapped | SYS-14112 | Manometer | Wika | - | 0 a 250 Kgf/cm2 | External | Extrusão 1 | 2022-08-24
Flexibles BR | Scrapped | SYS-14113 | Manometer | Wika | - | 0 a 400 Kgf/cm2 | External | Manutenção | 2021-07-02
Flexibles BR | Scrapped | SYS-14114 | Manometer | Wika | - | 0 a 400 Kgf/cm2 | External | Manutenção | 2021-07-02
Flexibles BR | Scrapped | SYS-14115 | Manometer | Wika | - | 0 a 250 Kgf/cm2 | External | Extrusão 1 | 2022-08-24
Flexibles BR | Scrapped | SYS-14116 | Manometer | Wika | - | 0 a 250 Kgf/cm2 | External | Extrusão 1 | 2021-07-02
Flexibles BR | Scrapped | SYS-14117 | Manometer | Wika | - | 0 a 250 Kgf/cm2 | External | Manutenção | 2022-09-24
Flexibles BR | Stand by | SYS-14118 | Manometer | 0-Information missing | - | 0 a 250 Kgf/cm2 | External | Metrologia | 2030-12-22
Flexibles BR | Stand by | SYS-14119 | Manometer | 0-Information missing | - | 0 a 250 Kgf/cm2 | External | Metrologia | 2030-12-22
Flexibles BR | Scrapped | SYS-14120 | Manometer | 0-Information missing | - | 0 a 250 Kgf/cm2 | External | Extrusão | 2022-08-24
Flexibles BR | Scrapped | SYS-14121 | Manometer | 0-Information missing | - | 0 a 250 Kgf/cm2 | External | Extrusão | 2022-08-25
Flexibles BR | Scrapped | SYS-14122 | Manometer | 0-Information missing | Não consta | 0 a 250 Kgf/cm2 | External | Manutenção | 2020-07-14
Flexibles BR | Scrapped | SYS-14123 | Manometer | 0-Information missing | Não consta | 0 a 250 Kgf/cm2 | External | Manutenção | 2021-08-25
Flexibles BR | Scrapped | SYS-14124 | Manometer | Wika | 213.53.063L | 0 a -760 mmHg | External | Metrologia - Laboratório Analítico | 2030-12-22
Flexibles BR | Scrapped | SYS-14125 | Manometer | 0-Information missing | - | 0 a 250 Kgf/cm2 | External | Manutenção | 2022-09-24
Flexibles BR | Scrapped | SYS-14126 | Manometer | 0-Information missing | - | 0 a 400 Kgf/cm2 | External | Extrusão | 2021-08-25
Flexibles BR | Scrapped | SYS-14127 | Manometer | Wika | - | 0 a 400bar | External | Armadura de Tração - VP-013 | 2022-08-24
Flexibles BR | Scrapped | SYS-14128 | Manometer | 0-Information missing | - | 0 a 250 Kgf/cm2 | External | Manutenção | 2022-08-24
Flexibles BR | Scrapped | SYS-14129 | Manometer | 0-Information missing | - | 0 a 250 Kgf/cm2 | External | Laboratório | 2020-10-02
Flexibles BR | Scrapped | SYS-14130 | Manometer | 0-Information missing | - | 0 a 250 Kgf/cm2 | External | Manutenção | 2022-10-12
NOV SPS BR | Stand by | SYS-14131 | Manometer | Wika | 213.53.063B | 0 a 250 Kgf/cm2 | External | Metrologia | 2030-01-01
Flexibles BR | Scrapped | SYS-14132 | Equipment | 0-Information missing | SCHEBOR | 0 a 8,5 bar | External | Metrologia | 2021-09-30
Flexibles BR | Scrapped | SYS-14133 | Manometer | 0-Information missing | - | 0 a 600 bar | External | Metrologia | 2021-12-20
Flexibles BR | Scrapped | SYS-14134 | Manometer | 0-Information missing | - | 0 a 200 bar | External | Metrologia | 2021-12-20
Flexibles BR | Scrapped | SYS-14135 | Alicate Amperímetro | Fluke | True-rms Fluke 376 com iFlex | CA para 2500 A/CAT IV 600 V, CAT III 1000 V | External | Manutenção | 2023-06-29
Flexibles BR | Scrapped | SYS-14136 | Alicate Amperímetro | Fluke | True-rms Fluke 376 com iFlex | CA para 2500 A/CAT IV 600 V, CAT III 1000 V | External | Manutenção | 2023-06-29
Flexibles BR | Scrapped | SYS-14137 | Alicate Amperímetro | Fluke | True-rms Fluke 376 com iFlex | CA para 2500 A/CAT IV 600 V, CAT III 1000 V | External | Manutenção | 2022-07-25
Flexibles BR | Scrapped | SYS-14138 | Manometer | 0-Information missing | - | 2 bar | External | Manutenção - PSV-PI-052 | 2022-08-24
Flexibles BR | Scrapped | SYS-14139 | Pressure relief valve | 0-Information missing | - | 0 a 135 psi | External | Manutenção - PSV-052 | 2022-07-07
NOV SPS BR | Scrapped | SYS-14140 | Dial gauge | Mitutoyo | 513-404-10 | 0 a 0,8 mm | External | Manutenção | 2030-05-23
NOV SPS BR | Scrapped | SYS-14141 | Dial gauge | Mitutoyo | 513-404-10 | 0 a 0,8 mm | External | Manutenção | 2030-05-23
NOV SPS BR | Scrapped | SYS-14142 | Manometer | Wika | 233.50.063L 4 bar | 0 a 4 bar | External | Manutenção | 2023-05-23
NOV SPS BR | Scrapped | SYS-14143 | Manometer | Wika | 233.50.063L 4 bar | 0 a 4 bar | External | Manutenção | 2023-05-23
NOV SPS BR | Stand by | SYS-14144 | Manometer | Wika | 111.12.040 1.6 bar | 0 a 1.6 bar | External | Metrologia | 2030-01-01
NOV SPS BR | Scrapped | SYS-14145 | Manometer | Wika | 111.12.040 1.6 bar | 0 a 1.6 bar | External | Manutenção | 2023-05-23
NOV SPS BR | Scrapped | SYS-14146 | Manometer | Wika | 111.12.040 1.6 bar | 0 a 1.6 bar | External | Manutenção | 2023-05-23
NOV SPS BR | Scrapped | SYS-14147 | Manometer | Wika | 111.12.040 1.6 bar | 0 a 1.6 bar | External | Manutenção | 2030-01-01
NOV SPS BR | Scrapped | SYS-14148 | Manometer | Wika | 111.12.040 1.6 bar | 0 a 1.6 bar | External | Manutenção | 2030-01-01
NOV SPS BR | Scrapped | SYS-14149 | Manometer | Wika | 111.12.040 1.6 bar | 0 a 1.6 bar | External | Manutenção | 2030-01-01
NOV SPS BR | Scrapped | SYS-14150 | Manometer | Wika | 111.12.040 1.6 bar | 0 a 1.6 bar | External | Manutenção | 2023-05-23
NOV SPS BR | Scrapped | SYS-14151 | Manometer | Wika | 111.12.040 1.6 bar | 0 a 1.6 bar | External | Manutenção | 2023-05-23
NOV SPS BR | Scrapped | SYS-14152 | Manometer | Wika | 111.12.040 1.6 bar | 0 a 1.6 bar | External | Manutenção | 2023-05-23
NOV SPS BR | Scrapped | SYS-14153 | Manometer | Wika | 111.12.040 1.6 bar | 0 a 1.6 bar | External | Manutenção | 2030-01-01
Flexibles BR | Scrapped | SYS-14154 | Vernier calliper gauge / digital | Mitutoyo | 500-753-10 | 0 a 200 mm | External | Metrologia | 2030-12-28
NOV SPS BR | For calibration | SYS-14157 | Vernier calliper gauge / digital | Mitutoyo | 500-193-30/CD-12''-ASX | 0 a 300 mm | External | Metrologia | 2025-06-19
NOV SPS BR | For calibration | SYS-14158 | Relogio Comparador | Mitutoyo | 2046S -TAMPA COM ORELHA TRASEIRA | 0 a 10 MM | External | Metrologia | 2024-08-06
Flexibles BR | Scrapped | SYS-21675 | Cirkometer | Schwenk | CJU950 | 20 a 300mm | External | Laboratório | 2018-12-25
Flexibles BR | Scrapped | SYS-21676 | Cirkometer | Schwenk | CJU950 | 20 a 300mm | External | Carcaça | 2021-09-01
Flexibles BR | Scrapped | SYS-21677 | Cirkometer | Schwenk | CJU950 | 20-300mm | External | Carcaça | 2017-06-30
Flexibles BR | Scrapped | SYS-21678 | Cirkometer | Schwenk | CJU950 | 20 a 300mm | External | Laboratório | 2018-08-13
Flexibles BR | Scrapped | SYS-21681 | Cirkometer | Schwenk | CJU950 | 20-300mm | External | Carcaça | 2017-07-16
Flexibles BR | Scrapped | SYS-21682 | Cirkometer | Schenk | CJU950 | 20 a 300mm | External | Insulation | 2018-07-27
Flexibles BR | Scrapped | SYS-21683 | Cirkometer | Schwenk | CJU950 | 20 a 300mm | External | Armadura de Tração | 2017-09-21
Flexibles BR | Scrapped | SYS-21684 | Cirkometer | Schwenk | CJU950 | 20-300mm | External | Laboratório | 2017-09-05
Flexibles BR | Scrapped | SYS-21685 | Cirkometer | Schwenk | CJU950 | 20 a 300mm | External | Manutenção | 2018-01-22
Flexibles BR | Scrapped | SYS-21686 | Cirkometer | Schwenk | CJU950 | 20 a 300mm | External | armadura tração | 2023-05-21
Flexibles BR | Scrapped | SYS-21687 | Cirkometer | Schwenk | CJU950 | 20 a 300 mm | External | armadura tração | 2023-09-10
NOV SPS BR | In use | SYS-21688 | Cirkometer | Schwenk | CJU950 | 20 a 300 mm | External | Extrusora | 2025-11-10
NOV SPS BR | Stand by | SYS-21689 | Cirkometer | Schwenk | CJU2200 | 300 a 700 mm | External | Extrusão | 2025-11-11
Flexibles BR | Scrapped | SYS-21690 | Cirkometer | Schwenk | CJU2200 | 300 a 700mm | External | Laboratory | 2021-09-23
Flexibles BR | Scrapped | SYS-21691 | Ultra sound measuring device | Olympus | 35HP / M110 | - |  | Extrusão | 2030-12-14
NOV SPS BR | For calibration | SYS-36486 | Vernier calliper gauge / digital | Diesella | - | 0 a 150mm | External | Metrologia | 2030-12-22
Flexibles BR | Scrapped | SYS-42151 | Vernier calliper gauge / analog | Mitutoyo | Não consta (Bico deslizante) | 0 a 300 mm | External | Metrologia | 2031-01-05
NOV SPS BR | For calibration | SYS-45025 | Vernier calliper gauge / digital | Mitutoyo | 573-614 | 0 a 300 mm | External | Metrologia | 2021-05-23
Flexibles BR | Scrapped | SYS-45109 | Vernier calliper gauge / digital | Mitutoyo | m. vendbare kæber NTD10-30PKX / 573-614 | 0-300 mm | External | Extrusão | 2014-12-27
NOV SPS BR | In use | SYS-45190 | Steel ruler | Inox | Não consta | 0 a 300 mm | External | Carcaça | 2026-01-21
Flexibles BR | Scrapped | SYS-45193 | Steel ruler | 0-Information missing | Não consta | 0 a 300 mm | External | PCO | 2023-09-25
Flexibles BR | Scrapped | SYS-45243 | Vernier calliper gauge / digital | Mitutoyo | NTD10-20PKX | 0 a 200mm | External | Não encontrado | 2019-02-06
Flexibles BR | Scrapped | SYS-45262 | Reference block | 0-Information missing | Não consta | Não consta |  | Não encontrado | 2016-02-02
Flexibles BR | Scrapped | SYS-45263 | Reference block | NOV Flexibles | Não consta | 8,79mm |  | Não encontrado | 2014-12-05
Flexibles BR | Scrapped | SYS-45268 | Reference block | 0-Information missing | Não consta | Não consta |  | Não Encontrado | 2016-02-26
Flexibles BR | Scrapped | SYS-45269 | Reference block | 0-Information missing | Não consta | 8,79mm |  | Carcaça | 2015-01-01
Flexibles BR | Scrapped | SYS-45270 | Reference block | Mitutoyo | Não consta | Não Consta |  | Não encontrado | 2015-02-01
Flexibles BR | Scrapped | SYS-45270 | Measuring block | NOV Flexibles | - | 8,79 mm | Internal | Não encontrado | 2018-12-05
Flexibles BR | Scrapped | SYS-45304 | Ultra sound measuring device | Olympus | Panametrics 35HP | 0,08-635mm |  | Laboratório | 2030-02-13
NOV SPS BR | Stand by | SYS-46127 | Vernier calliper gauge / analog | Mitutoyo | 536-103 (Bico Deslizante) | 0 a 300 mm | External | Metrologia | 2030-01-30
NOV SPS BR | Scrapped | SYS-49806 | Vernier calliper gauge / digital | Mitutoyo | NTD10-30PKX | 0 a 300 mm | External | Metrologia | 2019-01-06
NOV SPS BR | Scrapped | SYS-50200 | Vernier calliper gauge / digital | Mitutoyo | 573-614 (Bico deslizante) | 0 a 300 mm | External | Metrologia | 2021-01-13
Flexibles BR | Scrapped | SYS-52436 | Ultra sound measuring device | Olympus | Panametrics 35HP | 0,08-635mm | External | Não encontrado | 2016-01-14
Flexibles BR | Scrapped | SYS-57225 | Vernier calliper gauge / digital | Mitutoyo | NTD10-30PKX | 0-300mm | Internal | Metrologia | 2015-01-05
NOV SPS BR | Stand by | SYS-60225 | Gas massflow meter | 0-Information missing | D-6250 | 0-100 in/min Air | External | Metrologia | 2031-01-05
Flexibles BR | Scrapped | SYS-61105 | Reference block | Mitutoyo | Não consta | 8,79mm |  | Carcaça | 2015-02-28
NOV SPS BR | Stand by | SYS-64910 | Cirkometer | Schwenk | CJU 950 (Largura: 60 mm) | 20 a 300 mm | External | CARCAÇA | 2030-08-04
Flexibles BR | Scrapped | SYS-69095 | Pressure relief valve | Ukendt | Safety valve VS500 | 420 barg | External | Laboratório | 2030-04-15
Flexibles DK, Flexibles BR | Scrapped | SYS-69545 | Length transducer | Schreiber, NTT | SM343.20.2.SU | 0-20mm | Internal | Priorparken 505 | 2022-01-21
Flexibles DK, Flexibles BR | In use | SYS-69546 | PT100 sensor | RS | RS Pro, PS, 869-8395 | -20°C / +100°C | Internal | 4PB2 Priorparken 505 | 2024-04-19
Flexibles DK, Flexibles BR | In use | SYS-69547 | PT100 sensor | RS | RS Pro, PS, 869-8395 | -20°C / +100° | Internal | 4PB2 Priorparken 505 | 2024-04-19
Flexibles DK, Flexibles BR | In use | SYS-69548 | PT100 sensor | RS | RS Pro, PS, 869-8395 | -20°C / +100°C | Internal | 4PB2 Priorparken 505 | 2024-04-19
Flexibles DK, Flexibles BR | In use | SYS-69549 | PT100 sensor | RS | RS Pro, PS, 869-8395 | -20°C / +100°C | Internal | 4PB2 Priorparken 505 | 2024-04-19
Flexibles DK, Flexibles BR | In use | SYS-69555 | LVDT (Linear Variable Differential Transformer) | Schreiber, NTT | SM343.20.2.SU | 0-20mm | Internal | Priorparken 505 | 2024-04-20
NOV SPS DK, NOV SPS BR | Scrapped | SYS-69556 | LVDT (Linear Variable Differential Transformer) | Schreiber, NTT | SM343.20.2.SU | 0-20mm | Internal | Priorparken 505 | 2024-08-02
Flexibles DK, Flexibles BR | In use | SYS-69557 | LVDT (Linear Variable Differential Transformer) | Schreiber, NTT | SM343.20.2.SU | 0-20mm | Internal | Priorparken 505 | 2024-04-20
NOV SPS BR | Scrapped | SYS-72716 | Vernier calliper gauge / digital | Mitutoyo | NTD10-30PKX | 0 a 300 mm | External | Metrologia | 2019-03-03
NOV SPS BR | Scrapped | SYS-87776 | Thermo sensor | Roline | Type K | 0 a 150°C | External | Laboratório | 2014-02-03
NOV SPS BR | Scrapped | teste | Pneumatic torque screwdriver | Mitutoyo | - | 000 | External | - | 2030-01-15